## legend
[5 empty] | Balmorel (B303) | Balmorel(updated 2015-04) | Energine.dk
| Areas |  |  |  | Annual El. Production [MWh] | Annual El. Production [MWh] | Annual El. Production [MWh] | TOTAL Annual El. Production in DK [MWh]
Onshore | DK_CA_Kbh | DK_CA_Aarhus | DK_CA_Kal | DK_CA_Aab | 6528691.0356 | 6528691.0356 | 6798528 | 9643252.2787
Offshore | DK_E_Offshore10 | DK_W_Offshore11 |  |  | 3114561.2431 | 3114561.2431 | 3471751
East | DK_CA_Kbh | DK_CA_Kal | DK_E_Offshore10 |  | 2368858.2178 | 2368858.2178 | 2662585
West | DK_CA_Aarhus | DK_CA_Aab | DK_W_Offshore11 |  | 7274394.0609 | 7274394.0609 | 7607696
In order to update the Balmorel (2015-04), it is needed to add installed capacity to some areas until the resulting wind energy production match the
data given by Energinet.dk
These are the areas where capacity have been added:
| 2012 | MW (old ) | MW (new )
| DK_CA_Aarhus | 498 | 600
| DK_E_Offshore10 | 373 | 460

## DK_CA_Kbh
[6 empty] | Hourly Production, [MWh] | Total, annual production [MWh]
area |  | season |  | time | var_factor
DK_CA_Kbh | . | S01 | . | T001 | 0.12 | 5.1097 | 113558.2667
DK_CA_Kbh | . | S01 | . | T002 | 0.06 | 2.5548
DK_CA_Kbh | . | S01 | . | T003 | 0.12 | 5.1097
DK_CA_Kbh | . | S01 | . | T004 | 0.19 | 8.0903 |  | 2012 | MW | IHOURS | 1.0027
DK_CA_Kbh | . | S01 | . | T005 | 0.3 | 12.7742 |  | Wind installed | 44 | IWIND_SUMST | 2674.2266
DK_CA_Kbh | . | S01 | . | T006 | 0.3 | 12.7742 |  | FLH | 2587.96
DK_CA_Kbh | . | S01 | . | T007 | 0.57 | 24.271
DK_CA_Kbh | . | S01 | . | T008 | 0.72 | 30.658
DK_CA_Kbh | . | S01 | . | T009 | 0.95 | 40.4516
DK_CA_Kbh | . | S01 | . | T010 | 0.95 | 40.4516
DK_CA_Kbh | . | S01 | . | T011 | 0.99 | 42.1548
DK_CA_Kbh | . | S01 | . | T012 | 1 | 42.5806
DK_CA_Kbh | . | S01 | . | T013 | 1 | 42.5806
DK_CA_Kbh | . | S01 | . | T014 | 1 | 42.5806
DK_CA_Kbh | . | S01 | . | T015 | 1 | 42.5806
DK_CA_Kbh | . | S01 | . | T016 | 1 | 42.5806
DK_CA_Kbh | . | S01 | . | T017 | 1 | 42.5806
DK_CA_Kbh | . | S01 | . | T018 | 0.99 | 42.1548
DK_CA_Kbh | . | S01 | . | T019 | 0.95 | 40.4516
DK_CA_Kbh | . | S01 | . | T020 | 0.85 | 36.1935
DK_CA_Kbh | . | S01 | . | T021 | 0.72 | 30.658
DK_CA_Kbh | . | S01 | . | T022 | 0.72 | 30.658
DK_CA_Kbh | . | S01 | . | T023 | 0.57 | 24.271
DK_CA_Kbh | . | S01 | . | T024 | 0.42 | 17.8839
DK_CA_Kbh | . | S01 | . | T025 | 0.42 | 17.8839
DK_CA_Kbh | . | S01 | . | T026 | 0.3 | 12.7742
DK_CA_Kbh | . | S01 | . | T027 | 0.3 | 12.7742
DK_CA_Kbh | . | S01 | . | T028 | 0.3 | 12.7742
DK_CA_Kbh | . | S01 | . | T029 | 0.3 | 12.7742
DK_CA_Kbh | . | S01 | . | T030 | 0.3 | 12.7742
DK_CA_Kbh | . | S01 | . | T031 | 0.3 | 12.7742
DK_CA_Kbh | . | S01 | . | T032 | 0.72 | 30.658
DK_CA_Kbh | . | S01 | . | T033 | 0.72 | 30.658
DK_CA_Kbh | . | S01 | . | T034 | 0.85 | 36.1935
DK_CA_Kbh | . | S01 | . | T035 | 0.99 | 42.1548
DK_CA_Kbh | . | S01 | . | T036 | 1 | 42.5806
DK_CA_Kbh | . | S01 | . | T037 | 1 | 42.5806
DK_CA_Kbh | . | S01 | . | T038 | 1 | 42.5806
DK_CA_Kbh | . | S01 | . | T039 | 1 | 42.5806
DK_CA_Kbh | . | S01 | . | T040 | 1 | 42.5806
DK_CA_Kbh | . | S01 | . | T041 | 1 | 42.5806
DK_CA_Kbh | . | S01 | . | T042 | 0.99 | 42.1548
DK_CA_Kbh | . | S01 | . | T043 | 0.95 | 40.4516
DK_CA_Kbh | . | S01 | . | T044 | 0.85 | 36.1935
DK_CA_Kbh | . | S01 | . | T045 | 0.85 | 36.1935
DK_CA_Kbh | . | S01 | . | T046 | 0.72 | 30.658
DK_CA_Kbh | . | S01 | . | T047 | 0.57 | 24.271
DK_CA_Kbh | . | S01 | . | T048 | 0.57 | 24.271
DK_CA_Kbh | . | S01 | . | T049 | 0.42 | 17.8839
DK_CA_Kbh | . | S01 | . | T050 | 0.42 | 17.8839
DK_CA_Kbh | . | S01 | . | T051 | 0.3 | 12.7742
DK_CA_Kbh | . | S01 | . | T052 | 0.3 | 12.7742
DK_CA_Kbh | . | S01 | . | T053 | 0.3 | 12.7742
DK_CA_Kbh | . | S01 | . | T054 | 0.3 | 12.7742
DK_CA_Kbh | . | S01 | . | T055 | 0.3 | 12.7742
DK_CA_Kbh | . | S01 | . | T056 | 0.3 | 12.7742
DK_CA_Kbh | . | S01 | . | T057 | 0.19 | 8.0903
DK_CA_Kbh | . | S01 | . | T058 | 0.19 | 8.0903
DK_CA_Kbh | . | S01 | . | T059 | 0.19 | 8.0903
DK_CA_Kbh | . | S01 | . | T060 | 0.12 | 5.1097
DK_CA_Kbh | . | S01 | . | T061 | 0.12 | 5.1097
DK_CA_Kbh | . | S01 | . | T062 | 0.12 | 5.1097
DK_CA_Kbh | . | S01 | . | T063 | 0.12 | 5.1097
DK_CA_Kbh | . | S01 | . | T064 | 0.19 | 8.0903
DK_CA_Kbh | . | S01 | . | T065 | 0.3 | 12.7742
DK_CA_Kbh | . | S01 | . | T066 | 0.3 | 12.7742
DK_CA_Kbh | . | S01 | . | T067 | 0.3 | 12.7742
DK_CA_Kbh | . | S01 | . | T068 | 0.3 | 12.7742
DK_CA_Kbh | . | S01 | . | T069 | 0.3 | 12.7742
DK_CA_Kbh | . | S01 | . | T070 | 0.3 | 12.7742
DK_CA_Kbh | . | S01 | . | T071 | 0.3 | 12.7742
DK_CA_Kbh | . | S01 | . | T072 | 0.3 | 12.7742
DK_CA_Kbh | . | S01 | . | T073 | 0.42 | 17.8839
DK_CA_Kbh | . | S01 | . | T074 | 0.42 | 17.8839
DK_CA_Kbh | . | S01 | . | T075 | 0.57 | 24.271
DK_CA_Kbh | . | S01 | . | T076 | 0.57 | 24.271
DK_CA_Kbh | . | S01 | . | T077 | 0.57 | 24.271
DK_CA_Kbh | . | S01 | . | T078 | 0.57 | 24.271
DK_CA_Kbh | . | S01 | . | T079 | 0.57 | 24.271
DK_CA_Kbh | . | S01 | . | T080 | 0.72 | 30.658
DK_CA_Kbh | . | S01 | . | T081 | 0.57 | 24.271
DK_CA_Kbh | . | S01 | . | T082 | 0.57 | 24.271
DK_CA_Kbh | . | S01 | . | T083 | 0.42 | 17.8839
DK_CA_Kbh | . | S01 | . | T084 | 0.42 | 17.8839
DK_CA_Kbh | . | S01 | . | T085 | 0.3 | 12.7742
DK_CA_Kbh | . | S01 | . | T086 | 0.3 | 12.7742
DK_CA_Kbh | . | S01 | . | T087 | 0.3 | 12.7742
DK_CA_Kbh | . | S01 | . | T088 | 0.3 | 12.7742
DK_CA_Kbh | . | S01 | . | T089 | 0.3 | 12.7742
DK_CA_Kbh | . | S01 | . | T090 | 0.3 | 12.7742
DK_CA_Kbh | . | S01 | . | T091 | 0.3 | 12.7742
DK_CA_Kbh | . | S01 | . | T092 | 0.3 | 12.7742
DK_CA_Kbh | . | S01 | . | T093 | 0.3 | 12.7742
DK_CA_Kbh | . | S01 | . | T094 | 0.3 | 12.7742
DK_CA_Kbh | . | S01 | . | T095 | 0.42 | 17.8839
DK_CA_Kbh | . | S01 | . | T096 | 0.3 | 12.7742
DK_CA_Kbh | . | S01 | . | T097 | 0.19 | 8.0903
DK_CA_Kbh | . | S01 | . | T098 | 0.12 | 5.1097
DK_CA_Kbh | . | S01 | . | T099 | 0.12 | 5.1097
DK_CA_Kbh | . | S01 | . | T100 | 0.19 | 8.0903
DK_CA_Kbh | . | S01 | . | T101 | 0.19 | 8.0903
DK_CA_Kbh | . | S01 | . | T102 | 0.3 | 12.7742
DK_CA_Kbh | . | S01 | . | T103 | 0.3 | 12.7742
DK_CA_Kbh | . | S01 | . | T104 | 0.42 | 17.8839
DK_CA_Kbh | . | S01 | . | T105 | 0.57 | 24.271
DK_CA_Kbh | . | S01 | . | T106 | 0.57 | 24.271
DK_CA_Kbh | . | S01 | . | T107 | 0.72 | 30.658
DK_CA_Kbh | . | S01 | . | T108 | 0.72 | 30.658
DK_CA_Kbh | . | S01 | . | T109 | 0.72 | 30.658
DK_CA_Kbh | . | S01 | . | T110 | 0.72 | 30.658
DK_CA_Kbh | . | S01 | . | T111 | 0.72 | 30.658
DK_CA_Kbh | . | S01 | . | T112 | 0.72 | 30.658
DK_CA_Kbh | . | S01 | . | T113 | 0.57 | 24.271
DK_CA_Kbh | . | S01 | . | T114 | 0.72 | 30.658
DK_CA_Kbh | . | S01 | . | T115 | 0.72 | 30.658
DK_CA_Kbh | . | S01 | . | T116 | 0.57 | 24.271
DK_CA_Kbh | . | S01 | . | T117 | 0.72 | 30.658
DK_CA_Kbh | . | S01 | . | T118 | 0.57 | 24.271
DK_CA_Kbh | . | S01 | . | T119 | 0.57 | 24.271
DK_CA_Kbh | . | S01 | . | T120 | 0.57 | 24.271
DK_CA_Kbh | . | S01 | . | T121 | 0.57 | 24.271
DK_CA_Kbh | . | S01 | . | T122 | 0.57 | 24.271
DK_CA_Kbh | . | S01 | . | T123 | 0.57 | 24.271
DK_CA_Kbh | . | S01 | . | T124 | 0.57 | 24.271
DK_CA_Kbh | . | S01 | . | T125 | 0.57 | 24.271
DK_CA_Kbh | . | S01 | . | T126 | 0.42 | 17.8839
DK_CA_Kbh | . | S01 | . | T127 | 0.42 | 17.8839
DK_CA_Kbh | . | S01 | . | T128 | 0.42 | 17.8839
DK_CA_Kbh | . | S01 | . | T129 | 0.42 | 17.8839
DK_CA_Kbh | . | S01 | . | T130 | 0.57 | 24.271
DK_CA_Kbh | . | S01 | . | T131 | 0.42 | 17.8839
DK_CA_Kbh | . | S01 | . | T132 | 0.57 | 24.271
DK_CA_Kbh | . | S01 | . | T133 | 0.57 | 24.271
DK_CA_Kbh | . | S01 | . | T134 | 0.57 | 24.271
DK_CA_Kbh | . | S01 | . | T135 | 0.72 | 30.658
DK_CA_Kbh | . | S01 | . | T136 | 0.85 | 36.1935
DK_CA_Kbh | . | S01 | . | T137 | 0.85 | 36.1935
DK_CA_Kbh | . | S01 | . | T138 | 0.85 | 36.1935
DK_CA_Kbh | . | S01 | . | T139 | 0.85 | 36.1935
DK_CA_Kbh | . | S01 | . | T140 | 0.85 | 36.1935
DK_CA_Kbh | . | S01 | . | T141 | 0.85 | 36.1935
DK_CA_Kbh | . | S01 | . | T142 | 0.85 | 36.1935
DK_CA_Kbh | . | S01 | . | T143 | 0.72 | 30.658
DK_CA_Kbh | . | S01 | . | T144 | 0.57 | 24.271
DK_CA_Kbh | . | S01 | . | T145 | 0.57 | 24.271
DK_CA_Kbh | . | S01 | . | T146 | 0.57 | 24.271
DK_CA_Kbh | . | S01 | . | T147 | 0.42 | 17.8839
DK_CA_Kbh | . | S01 | . | T148 | 0.42 | 17.8839
DK_CA_Kbh | . | S01 | . | T149 | 0.42 | 17.8839
DK_CA_Kbh | . | S01 | . | T150 | 0.42 | 17.8839
DK_CA_Kbh | . | S01 | . | T151 | 0.42 | 17.8839
DK_CA_Kbh | . | S01 | . | T152 | 0.42 | 17.8839
DK_CA_Kbh | . | S01 | . | T153 | 0.57 | 24.271
DK_CA_Kbh | . | S01 | . | T154 | 0.57 | 24.271
DK_CA_Kbh | . | S01 | . | T155 | 0.57 | 24.271
DK_CA_Kbh | . | S01 | . | T156 | 0.72 | 30.658
DK_CA_Kbh | . | S01 | . | T157 | 0.72 | 30.658
DK_CA_Kbh | . | S01 | . | T158 | 0.72 | 30.658
DK_CA_Kbh | . | S01 | . | T159 | 0.72 | 30.658
DK_CA_Kbh | . | S01 | . | T160 | 0.72 | 30.658
DK_CA_Kbh | . | S01 | . | T161 | 0.72 | 30.658
DK_CA_Kbh | . | S01 | . | T162 | 0.72 | 30.658
DK_CA_Kbh | . | S01 | . | T163 | 0.72 | 30.658
DK_CA_Kbh | . | S01 | . | T164 | 0.72 | 30.658
DK_CA_Kbh | . | S01 | . | T165 | 0.72 | 30.658
DK_CA_Kbh | . | S01 | . | T166 | 0.72 | 30.658
DK_CA_Kbh | . | S01 | . | T167 | 0.72 | 30.658
DK_CA_Kbh | . | S01 | . | T168 | 0.85 | 36.1935
DK_CA_Kbh | . | S02 | . | T001 | 0.85 | 36.1935
DK_CA_Kbh | . | S02 | . | T002 | 0.72 | 30.658
DK_CA_Kbh | . | S02 | . | T003 | 0.72 | 30.658
DK_CA_Kbh | . | S02 | . | T004 | 0.72 | 30.658
DK_CA_Kbh | . | S02 | . | T005 | 0.72 | 30.658
DK_CA_Kbh | . | S02 | . | T006 | 0.72 | 30.658
DK_CA_Kbh | . | S02 | . | T007 | 0.72 | 30.658
DK_CA_Kbh | . | S02 | . | T008 | 0.85 | 36.1935
DK_CA_Kbh | . | S02 | . | T009 | 0.72 | 30.658
DK_CA_Kbh | . | S02 | . | T010 | 0.72 | 30.658
DK_CA_Kbh | . | S02 | . | T011 | 0.57 | 24.271
DK_CA_Kbh | . | S02 | . | T012 | 0.57 | 24.271
DK_CA_Kbh | . | S02 | . | T013 | 0.57 | 24.271
DK_CA_Kbh | . | S02 | . | T014 | 0.57 | 24.271
DK_CA_Kbh | . | S02 | . | T015 | 0.57 | 24.271
DK_CA_Kbh | . | S02 | . | T016 | 0.57 | 24.271
DK_CA_Kbh | . | S02 | . | T017 | 0.57 | 24.271
DK_CA_Kbh | . | S02 | . | T018 | 0.72 | 30.658
DK_CA_Kbh | . | S02 | . | T019 | 0.72 | 30.658
DK_CA_Kbh | . | S02 | . | T020 | 0.72 | 30.658
DK_CA_Kbh | . | S02 | . | T021 | 0.72 | 30.658
DK_CA_Kbh | . | S02 | . | T022 | 0.72 | 30.658
DK_CA_Kbh | . | S02 | . | T023 | 0.72 | 30.658
DK_CA_Kbh | . | S02 | . | T024 | 0.85 | 36.1935
DK_CA_Kbh | . | S02 | . | T025 | 0.85 | 36.1935
DK_CA_Kbh | . | S02 | . | T026 | 0.85 | 36.1935
DK_CA_Kbh | . | S02 | . | T027 | 0.85 | 36.1935
DK_CA_Kbh | . | S02 | . | T028 | 0.85 | 36.1935
DK_CA_Kbh | . | S02 | . | T029 | 0.72 | 30.658
DK_CA_Kbh | . | S02 | . | T030 | 0.72 | 30.658
DK_CA_Kbh | . | S02 | . | T031 | 0.72 | 30.658
DK_CA_Kbh | . | S02 | . | T032 | 0.72 | 30.658
DK_CA_Kbh | . | S02 | . | T033 | 0.72 | 30.658
DK_CA_Kbh | . | S02 | . | T034 | 0.57 | 24.271
DK_CA_Kbh | . | S02 | . | T035 | 0.57 | 24.271
DK_CA_Kbh | . | S02 | . | T036 | 0.72 | 30.658
DK_CA_Kbh | . | S02 | . | T037 | 0.72 | 30.658
DK_CA_Kbh | . | S02 | . | T038 | 0.72 | 30.658
DK_CA_Kbh | . | S02 | . | T039 | 0.57 | 24.271
DK_CA_Kbh | . | S02 | . | T040 | 0.57 | 24.271
DK_CA_Kbh | . | S02 | . | T041 | 0.57 | 24.271
DK_CA_Kbh | . | S02 | . | T042 | 0.57 | 24.271
DK_CA_Kbh | . | S02 | . | T043 | 0.57 | 24.271
DK_CA_Kbh | . | S02 | . | T044 | 0.57 | 24.271
DK_CA_Kbh | . | S02 | . | T045 | 0.57 | 24.271
DK_CA_Kbh | . | S02 | . | T046 | 0.57 | 24.271
DK_CA_Kbh | . | S02 | . | T047 | 0.57 | 24.271
DK_CA_Kbh | . | S02 | . | T048 | 0.42 | 17.8839
DK_CA_Kbh | . | S02 | . | T049 | 0.42 | 17.8839
DK_CA_Kbh | . | S02 | . | T050 | 0.42 | 17.8839
DK_CA_Kbh | . | S02 | . | T051 | 0.3 | 12.7742
DK_CA_Kbh | . | S02 | . | T052 | 0.3 | 12.7742
DK_CA_Kbh | . | S02 | . | T053 | 0.3 | 12.7742
DK_CA_Kbh | . | S02 | . | T054 | 0.3 | 12.7742
DK_CA_Kbh | . | S02 | . | T055 | 0.3 | 12.7742
DK_CA_Kbh | . | S02 | . | T056 | 0.3 | 12.7742
DK_CA_Kbh | . | S02 | . | T057 | 0.19 | 8.0903
DK_CA_Kbh | . | S02 | . | T058 | 0.19 | 8.0903
DK_CA_Kbh | . | S02 | . | T059 | 0.19 | 8.0903
DK_CA_Kbh | . | S02 | . | T060 | 0.19 | 8.0903
DK_CA_Kbh | . | S02 | . | T061 | 0.12 | 5.1097
DK_CA_Kbh | . | S02 | . | T062 | 0.12 | 5.1097
DK_CA_Kbh | . | S02 | . | T063 | 0.12 | 5.1097
DK_CA_Kbh | . | S02 | . | T064 | 0.12 | 5.1097
DK_CA_Kbh | . | S02 | . | T065 | 0.06 | 2.5548
DK_CA_Kbh | . | S02 | . | T066 | 0.06 | 2.5548
DK_CA_Kbh | . | S02 | . | T067 | 0.06 | 2.5548
DK_CA_Kbh | . | S02 | . | T068 | 0.06 | 2.5548
DK_CA_Kbh | . | S02 | . | T069 | 0.06 | 2.5548
DK_CA_Kbh | . | S02 | . | T070 | 0.03 | 1.2774
DK_CA_Kbh | . | S02 | . | T071 | 0.06 | 2.5548
DK_CA_Kbh | . | S02 | . | T072 | 0.06 | 2.5548
DK_CA_Kbh | . | S02 | . | T073 | 0.06 | 2.5548
DK_CA_Kbh | . | S02 | . | T074 | 0.06 | 2.5548
DK_CA_Kbh | . | S02 | . | T075 | 0.06 | 2.5548
DK_CA_Kbh | . | S02 | . | T076 | 0.03 | 1.2774
DK_CA_Kbh | . | S02 | . | T077 | 0.03 | 1.2774
DK_CA_Kbh | . | S02 | . | T078 | 0.03 | 1.2774
DK_CA_Kbh | . | S02 | . | T079 | 0.06 | 2.5548
DK_CA_Kbh | . | S02 | . | T080 | 0.06 | 2.5548
DK_CA_Kbh | . | S02 | . | T081 | 0.06 | 2.5548
DK_CA_Kbh | . | S02 | . | T082 | 0.06 | 2.5548
DK_CA_Kbh | . | S02 | . | T083 | 0.06 | 2.5548
DK_CA_Kbh | . | S02 | . | T084 | 0.06 | 2.5548
DK_CA_Kbh | . | S02 | . | T085 | 0.03 | 1.2774
DK_CA_Kbh | . | S02 | . | T086 | 0.03 | 1.2774
DK_CA_Kbh | . | S02 | . | T087 | 0.03 | 1.2774
DK_CA_Kbh | . | S02 | . | T088 | 0.03 | 1.2774
DK_CA_Kbh | . | S02 | . | T089 | 0.06 | 2.5548
DK_CA_Kbh | . | S02 | . | T090 | 0.03 | 1.2774
DK_CA_Kbh | . | S02 | . | T091 | 0.03 | 1.2774
DK_CA_Kbh | . | S02 | . | T092 | 0.03 | 1.2774
DK_CA_Kbh | . | S02 | . | T093 | 0.03 | 1.2774
DK_CA_Kbh | . | S02 | . | T094 | 0.03 | 1.2774
DK_CA_Kbh | . | S02 | . | T095 | 0.03 | 1.2774
DK_CA_Kbh | . | S02 | . | T096 | 0.03 | 1.2774
DK_CA_Kbh | . | S02 | . | T097 | 0.03 | 1.2774
DK_CA_Kbh | . | S02 | . | T098 | 0.06 | 2.5548
DK_CA_Kbh | . | S02 | . | T099 | 0.06 | 2.5548
DK_CA_Kbh | . | S02 | . | T100 | 0.12 | 5.1097
DK_CA_Kbh | . | S02 | . | T101 | 0.12 | 5.1097
DK_CA_Kbh | . | S02 | . | T102 | 0.19 | 8.0903
DK_CA_Kbh | . | S02 | . | T103 | 0.19 | 8.0903
DK_CA_Kbh | . | S02 | . | T104 | 0.42 | 17.8839
DK_CA_Kbh | . | S02 | . | T105 | 0.19 | 8.0903
DK_CA_Kbh | . | S02 | . | T106 | 0.19 | 8.0903
DK_CA_Kbh | . | S02 | . | T107 | 0.19 | 8.0903
DK_CA_Kbh | . | S02 | . | T108 | 0.19 | 8.0903
DK_CA_Kbh | . | S02 | . | T109 | 0.3 | 12.7742
DK_CA_Kbh | . | S02 | . | T110 | 0.42 | 17.8839
DK_CA_Kbh | . | S02 | . | T111 | 0.42 | 17.8839
DK_CA_Kbh | . | S02 | . | T112 | 0.57 | 24.271
DK_CA_Kbh | . | S02 | . | T113 | 0.57 | 24.271
DK_CA_Kbh | . | S02 | . | T114 | 0.57 | 24.271
DK_CA_Kbh | . | S02 | . | T115 | 0.42 | 17.8839
DK_CA_Kbh | . | S02 | . | T116 | 0.42 | 17.8839
DK_CA_Kbh | . | S02 | . | T117 | 0.3 | 12.7742
DK_CA_Kbh | . | S02 | . | T118 | 0.3 | 12.7742
DK_CA_Kbh | . | S02 | . | T119 | 0.3 | 12.7742
DK_CA_Kbh | . | S02 | . | T120 | 0.3 | 12.7742
DK_CA_Kbh | . | S02 | . | T121 | 0.3 | 12.7742
DK_CA_Kbh | . | S02 | . | T122 | 0.12 | 5.1097
DK_CA_Kbh | . | S02 | . | T123 | 0.06 | 2.5548
DK_CA_Kbh | . | S02 | . | T124 | 0.03 | 1.2774
DK_CA_Kbh | . | S02 | . | T125 | 0.06 | 2.5548
DK_CA_Kbh | . | S02 | . | T126 | 0.06 | 2.5548
DK_CA_Kbh | . | S02 | . | T127 | 0.03 | 1.2774
DK_CA_Kbh | . | S02 | . | T128 | 0.03 | 1.2774
DK_CA_Kbh | . | S02 | . | T129 | 0.03 | 1.2774
DK_CA_Kbh | . | S02 | . | T130 | 0.03 | 1.2774
DK_CA_Kbh | . | S02 | . | T131 | 0 | 0
DK_CA_Kbh | . | S02 | . | T132 | 0 | 0
DK_CA_Kbh | . | S02 | . | T133 | 0 | 0
DK_CA_Kbh | . | S02 | . | T134 | 0 | 0
DK_CA_Kbh | . | S02 | . | T135 | 0.03 | 1.2774
DK_CA_Kbh | . | S02 | . | T136 | 0.03 | 1.2774
DK_CA_Kbh | . | S02 | . | T137 | 0.03 | 1.2774
DK_CA_Kbh | . | S02 | . | T138 | 0.06 | 2.5548
DK_CA_Kbh | . | S02 | . | T139 | 0.06 | 2.5548
DK_CA_Kbh | . | S02 | . | T140 | 0.06 | 2.5548
DK_CA_Kbh | . | S02 | . | T141 | 0.06 | 2.5548
DK_CA_Kbh | . | S02 | . | T142 | 0.06 | 2.5548
DK_CA_Kbh | . | S02 | . | T143 | 0.12 | 5.1097
DK_CA_Kbh | . | S02 | . | T144 | 0.12 | 5.1097
DK_CA_Kbh | . | S02 | . | T145 | 0.06 | 2.5548
DK_CA_Kbh | . | S02 | . | T146 | 0.06 | 2.5548
DK_CA_Kbh | . | S02 | . | T147 | 0.06 | 2.5548
DK_CA_Kbh | . | S02 | . | T148 | 0.06 | 2.5548
DK_CA_Kbh | . | S02 | . | T149 | 0.03 | 1.2774
DK_CA_Kbh | . | S02 | . | T150 | 0.03 | 1.2774
DK_CA_Kbh | . | S02 | . | T151 | 0.03 | 1.2774
DK_CA_Kbh | . | S02 | . | T152 | 0.19 | 8.0903
DK_CA_Kbh | . | S02 | . | T153 | 0.19 | 8.0903
DK_CA_Kbh | . | S02 | . | T154 | 0.19 | 8.0903
DK_CA_Kbh | . | S02 | . | T155 | 0.3 | 12.7742
DK_CA_Kbh | . | S02 | . | T156 | 0.3 | 12.7742
DK_CA_Kbh | . | S02 | . | T157 | 0.19 | 8.0903
DK_CA_Kbh | . | S02 | . | T158 | 0.12 | 5.1097
DK_CA_Kbh | . | S02 | . | T159 | 0.12 | 5.1097
DK_CA_Kbh | . | S02 | . | T160 | 0.12 | 5.1097
DK_CA_Kbh | . | S02 | . | T161 | 0.12 | 5.1097
DK_CA_Kbh | . | S02 | . | T162 | 0.12 | 5.1097
DK_CA_Kbh | . | S02 | . | T163 | 0.12 | 5.1097
DK_CA_Kbh | . | S02 | . | T164 | 0.06 | 2.5548
DK_CA_Kbh | . | S02 | . | T165 | 0.06 | 2.5548
DK_CA_Kbh | . | S02 | . | T166 | 0.06 | 2.5548
DK_CA_Kbh | . | S02 | . | T167 | 0.06 | 2.5548
DK_CA_Kbh | . | S02 | . | T168 | 0.06 | 2.5548
DK_CA_Kbh | . | S03 | . | T001 | 0.06 | 2.5548
DK_CA_Kbh | . | S03 | . | T002 | 0.06 | 2.5548
DK_CA_Kbh | . | S03 | . | T003 | 0.03 | 1.2774
DK_CA_Kbh | . | S03 | . | T004 | 0.03 | 1.2774
DK_CA_Kbh | . | S03 | . | T005 | 0.03 | 1.2774
DK_CA_Kbh | . | S03 | . | T006 | 0.03 | 1.2774
DK_CA_Kbh | . | S03 | . | T007 | 0.03 | 1.2774
DK_CA_Kbh | . | S03 | . | T008 | 0.03 | 1.2774
DK_CA_Kbh | . | S03 | . | T009 | 0.03 | 1.2774
DK_CA_Kbh | . | S03 | . | T010 | 0.03 | 1.2774
DK_CA_Kbh | . | S03 | . | T011 | 0.03 | 1.2774
DK_CA_Kbh | . | S03 | . | T012 | 0 | 0
DK_CA_Kbh | . | S03 | . | T013 | 0 | 0
DK_CA_Kbh | . | S03 | . | T014 | 0 | 0
DK_CA_Kbh | . | S03 | . | T015 | 0 | 0
DK_CA_Kbh | . | S03 | . | T016 | 0 | 0
DK_CA_Kbh | . | S03 | . | T017 | 0 | 0
DK_CA_Kbh | . | S03 | . | T018 | 0 | 0
DK_CA_Kbh | . | S03 | . | T019 | 0 | 0
DK_CA_Kbh | . | S03 | . | T020 | 0 | 0
DK_CA_Kbh | . | S03 | . | T021 | 0 | 0
DK_CA_Kbh | . | S03 | . | T022 | 0 | 0
DK_CA_Kbh | . | S03 | . | T023 | 0 | 0
DK_CA_Kbh | . | S03 | . | T024 | 0 | 0
DK_CA_Kbh | . | S03 | . | T025 | 0 | 0
DK_CA_Kbh | . | S03 | . | T026 | 0 | 0
DK_CA_Kbh | . | S03 | . | T027 | 0 | 0
DK_CA_Kbh | . | S03 | . | T028 | 0 | 0
DK_CA_Kbh | . | S03 | . | T029 | 0.03 | 1.2774
DK_CA_Kbh | . | S03 | . | T030 | 0.03 | 1.2774
DK_CA_Kbh | . | S03 | . | T031 | 0 | 0
DK_CA_Kbh | . | S03 | . | T032 | 0.06 | 2.5548
DK_CA_Kbh | . | S03 | . | T033 | 0.12 | 5.1097
DK_CA_Kbh | . | S03 | . | T034 | 0.12 | 5.1097
DK_CA_Kbh | . | S03 | . | T035 | 0.06 | 2.5548
DK_CA_Kbh | . | S03 | . | T036 | 0.12 | 5.1097
DK_CA_Kbh | . | S03 | . | T037 | 0.12 | 5.1097
DK_CA_Kbh | . | S03 | . | T038 | 0.06 | 2.5548
DK_CA_Kbh | . | S03 | . | T039 | 0.03 | 1.2774
DK_CA_Kbh | . | S03 | . | T040 | 0.03 | 1.2774
DK_CA_Kbh | . | S03 | . | T041 | 0 | 0
DK_CA_Kbh | . | S03 | . | T042 | 0 | 0
DK_CA_Kbh | . | S03 | . | T043 | 0 | 0
DK_CA_Kbh | . | S03 | . | T044 | 0 | 0
DK_CA_Kbh | . | S03 | . | T045 | 0 | 0
DK_CA_Kbh | . | S03 | . | T046 | 0 | 0
DK_CA_Kbh | . | S03 | . | T047 | 0 | 0
DK_CA_Kbh | . | S03 | . | T048 | 0 | 0
DK_CA_Kbh | . | S03 | . | T049 | 0 | 0
DK_CA_Kbh | . | S03 | . | T050 | 0 | 0
DK_CA_Kbh | . | S03 | . | T051 | 0 | 0
DK_CA_Kbh | . | S03 | . | T052 | 0 | 0
DK_CA_Kbh | . | S03 | . | T053 | 0 | 0
DK_CA_Kbh | . | S03 | . | T054 | 0 | 0
DK_CA_Kbh | . | S03 | . | T055 | 0 | 0
DK_CA_Kbh | . | S03 | . | T056 | 0 | 0
DK_CA_Kbh | . | S03 | . | T057 | 0 | 0
DK_CA_Kbh | . | S03 | . | T058 | 0 | 0
DK_CA_Kbh | . | S03 | . | T059 | 0 | 0
DK_CA_Kbh | . | S03 | . | T060 | 0 | 0
DK_CA_Kbh | . | S03 | . | T061 | 0 | 0
DK_CA_Kbh | . | S03 | . | T062 | 0 | 0
DK_CA_Kbh | . | S03 | . | T063 | 0 | 0
DK_CA_Kbh | . | S03 | . | T064 | 0 | 0
DK_CA_Kbh | . | S03 | . | T065 | 0 | 0
DK_CA_Kbh | . | S03 | . | T066 | 0 | 0
DK_CA_Kbh | . | S03 | . | T067 | 0 | 0
DK_CA_Kbh | . | S03 | . | T068 | 0 | 0
DK_CA_Kbh | . | S03 | . | T069 | 0.03 | 1.2774
DK_CA_Kbh | . | S03 | . | T070 | 0.03 | 1.2774
DK_CA_Kbh | . | S03 | . | T071 | 0.03 | 1.2774
DK_CA_Kbh | . | S03 | . | T072 | 0.03 | 1.2774
DK_CA_Kbh | . | S03 | . | T073 | 0 | 0
DK_CA_Kbh | . | S03 | . | T074 | 0 | 0
DK_CA_Kbh | . | S03 | . | T075 | 0.03 | 1.2774
DK_CA_Kbh | . | S03 | . | T076 | 0 | 0
DK_CA_Kbh | . | S03 | . | T077 | 0.03 | 1.2774
DK_CA_Kbh | . | S03 | . | T078 | 0.03 | 1.2774
DK_CA_Kbh | . | S03 | . | T079 | 0.03 | 1.2774
DK_CA_Kbh | . | S03 | . | T080 | 0.19 | 8.0903
DK_CA_Kbh | . | S03 | . | T081 | 0.19 | 8.0903
DK_CA_Kbh | . | S03 | . | T082 | 0.19 | 8.0903
DK_CA_Kbh | . | S03 | . | T083 | 0.12 | 5.1097
DK_CA_Kbh | . | S03 | . | T084 | 0.06 | 2.5548
DK_CA_Kbh | . | S03 | . | T085 | 0.06 | 2.5548
DK_CA_Kbh | . | S03 | . | T086 | 0.12 | 5.1097
DK_CA_Kbh | . | S03 | . | T087 | 0.19 | 8.0903
DK_CA_Kbh | . | S03 | . | T088 | 0.19 | 8.0903
DK_CA_Kbh | . | S03 | . | T089 | 0.3 | 12.7742
DK_CA_Kbh | . | S03 | . | T090 | 0.3 | 12.7742
DK_CA_Kbh | . | S03 | . | T091 | 0.3 | 12.7742
DK_CA_Kbh | . | S03 | . | T092 | 0.3 | 12.7742
DK_CA_Kbh | . | S03 | . | T093 | 0.3 | 12.7742
DK_CA_Kbh | . | S03 | . | T094 | 0.3 | 12.7742
DK_CA_Kbh | . | S03 | . | T095 | 0.3 | 12.7742
DK_CA_Kbh | . | S03 | . | T096 | 0.3 | 12.7742
DK_CA_Kbh | . | S03 | . | T097 | 0.3 | 12.7742
DK_CA_Kbh | . | S03 | . | T098 | 0.3 | 12.7742
DK_CA_Kbh | . | S03 | . | T099 | 0.3 | 12.7742
DK_CA_Kbh | . | S03 | . | T100 | 0.3 | 12.7742
DK_CA_Kbh | . | S03 | . | T101 | 0.3 | 12.7742
DK_CA_Kbh | . | S03 | . | T102 | 0.3 | 12.7742
DK_CA_Kbh | . | S03 | . | T103 | 0.3 | 12.7742
DK_CA_Kbh | . | S03 | . | T104 | 0.3 | 12.7742
DK_CA_Kbh | . | S03 | . | T105 | 0.3 | 12.7742
DK_CA_Kbh | . | S03 | . | T106 | 0.3 | 12.7742
DK_CA_Kbh | . | S03 | . | T107 | 0.3 | 12.7742
DK_CA_Kbh | . | S03 | . | T108 | 0.3 | 12.7742
DK_CA_Kbh | . | S03 | . | T109 | 0.19 | 8.0903
DK_CA_Kbh | . | S03 | . | T110 | 0.19 | 8.0903
DK_CA_Kbh | . | S03 | . | T111 | 0.19 | 8.0903
DK_CA_Kbh | . | S03 | . | T112 | 0.19 | 8.0903
DK_CA_Kbh | . | S03 | . | T113 | 0.19 | 8.0903
DK_CA_Kbh | . | S03 | . | T114 | 0.19 | 8.0903
DK_CA_Kbh | . | S03 | . | T115 | 0.19 | 8.0903
DK_CA_Kbh | . | S03 | . | T116 | 0.19 | 8.0903
DK_CA_Kbh | . | S03 | . | T117 | 0.19 | 8.0903
DK_CA_Kbh | . | S03 | . | T118 | 0.19 | 8.0903
DK_CA_Kbh | . | S03 | . | T119 | 0.19 | 8.0903
DK_CA_Kbh | . | S03 | . | T120 | 0.12 | 5.1097
DK_CA_Kbh | . | S03 | . | T121 | 0.12 | 5.1097
DK_CA_Kbh | . | S03 | . | T122 | 0.19 | 8.0903
DK_CA_Kbh | . | S03 | . | T123 | 0.12 | 5.1097
DK_CA_Kbh | . | S03 | . | T124 | 0.12 | 5.1097
DK_CA_Kbh | . | S03 | . | T125 | 0.06 | 2.5548
DK_CA_Kbh | . | S03 | . | T126 | 0.06 | 2.5548
DK_CA_Kbh | . | S03 | . | T127 | 0.06 | 2.5548
DK_CA_Kbh | . | S03 | . | T128 | 0.06 | 2.5548
DK_CA_Kbh | . | S03 | . | T129 | 0.06 | 2.5548
DK_CA_Kbh | . | S03 | . | T130 | 0.06 | 2.5548
DK_CA_Kbh | . | S03 | . | T131 | 0.06 | 2.5548
DK_CA_Kbh | . | S03 | . | T132 | 0.03 | 1.2774
DK_CA_Kbh | . | S03 | . | T133 | 0.03 | 1.2774
DK_CA_Kbh | . | S03 | . | T134 | 0.03 | 1.2774
DK_CA_Kbh | . | S03 | . | T135 | 0.06 | 2.5548
DK_CA_Kbh | . | S03 | . | T136 | 0.03 | 1.2774
DK_CA_Kbh | . | S03 | . | T137 | 0.03 | 1.2774
DK_CA_Kbh | . | S03 | . | T138 | 0.03 | 1.2774
DK_CA_Kbh | . | S03 | . | T139 | 0 | 0
DK_CA_Kbh | . | S03 | . | T140 | 0 | 0
DK_CA_Kbh | . | S03 | . | T141 | 0 | 0
DK_CA_Kbh | . | S03 | . | T142 | 0 | 0
DK_CA_Kbh | . | S03 | . | T143 | 0 | 0
DK_CA_Kbh | . | S03 | . | T144 | 0 | 0
DK_CA_Kbh | . | S03 | . | T145 | 0 | 0
DK_CA_Kbh | . | S03 | . | T146 | 0 | 0
DK_CA_Kbh | . | S03 | . | T147 | 0 | 0
DK_CA_Kbh | . | S03 | . | T148 | 0 | 0
DK_CA_Kbh | . | S03 | . | T149 | 0 | 0
DK_CA_Kbh | . | S03 | . | T150 | 0 | 0
DK_CA_Kbh | . | S03 | . | T151 | 0 | 0
DK_CA_Kbh | . | S03 | . | T152 | 0 | 0
DK_CA_Kbh | . | S03 | . | T153 | 0.03 | 1.2774
DK_CA_Kbh | . | S03 | . | T154 | 0.03 | 1.2774
DK_CA_Kbh | . | S03 | . | T155 | 0.03 | 1.2774
DK_CA_Kbh | . | S03 | . | T156 | 0 | 0
DK_CA_Kbh | . | S03 | . | T157 | 0 | 0
DK_CA_Kbh | . | S03 | . | T158 | 0 | 0
DK_CA_Kbh | . | S03 | . | T159 | 0.03 | 1.2774
DK_CA_Kbh | . | S03 | . | T160 | 0.03 | 1.2774
DK_CA_Kbh | . | S03 | . | T161 | 0.03 | 1.2774
DK_CA_Kbh | . | S03 | . | T162 | 0.06 | 2.5548
DK_CA_Kbh | . | S03 | . | T163 | 0.03 | 1.2774
DK_CA_Kbh | . | S03 | . | T164 | 0.03 | 1.2774
DK_CA_Kbh | . | S03 | . | T165 | 0.03 | 1.2774
DK_CA_Kbh | . | S03 | . | T166 | 0.03 | 1.2774
DK_CA_Kbh | . | S03 | . | T167 | 0.03 | 1.2774
DK_CA_Kbh | . | S03 | . | T168 | 0.03 | 1.2774
DK_CA_Kbh | . | S04 | . | T001 | 0.03 | 1.2774
DK_CA_Kbh | . | S04 | . | T002 | 0.03 | 1.2774
DK_CA_Kbh | . | S04 | . | T003 | 0 | 0
DK_CA_Kbh | . | S04 | . | T004 | 0 | 0
DK_CA_Kbh | . | S04 | . | T005 | 0 | 0
DK_CA_Kbh | . | S04 | . | T006 | 0.03 | 1.2774
DK_CA_Kbh | . | S04 | . | T007 | 0.03 | 1.2774
DK_CA_Kbh | . | S04 | . | T008 | 0.19 | 8.0903
DK_CA_Kbh | . | S04 | . | T009 | 0.12 | 5.1097
DK_CA_Kbh | . | S04 | . | T010 | 0.19 | 8.0903
DK_CA_Kbh | . | S04 | . | T011 | 0.19 | 8.0903
DK_CA_Kbh | . | S04 | . | T012 | 0.19 | 8.0903
DK_CA_Kbh | . | S04 | . | T013 | 0.19 | 8.0903
DK_CA_Kbh | . | S04 | . | T014 | 0.3 | 12.7742
DK_CA_Kbh | . | S04 | . | T015 | 0.19 | 8.0903
DK_CA_Kbh | . | S04 | . | T016 | 0.3 | 12.7742
DK_CA_Kbh | . | S04 | . | T017 | 0.3 | 12.7742
DK_CA_Kbh | . | S04 | . | T018 | 0.3 | 12.7742
DK_CA_Kbh | . | S04 | . | T019 | 0.42 | 17.8839
DK_CA_Kbh | . | S04 | . | T020 | 0.3 | 12.7742
DK_CA_Kbh | . | S04 | . | T021 | 0.3 | 12.7742
DK_CA_Kbh | . | S04 | . | T022 | 0.3 | 12.7742
DK_CA_Kbh | . | S04 | . | T023 | 0.3 | 12.7742
DK_CA_Kbh | . | S04 | . | T024 | 0.3 | 12.7742
DK_CA_Kbh | . | S04 | . | T025 | 0.3 | 12.7742
DK_CA_Kbh | . | S04 | . | T026 | 0.3 | 12.7742
DK_CA_Kbh | . | S04 | . | T027 | 0.3 | 12.7742
DK_CA_Kbh | . | S04 | . | T028 | 0.3 | 12.7742
DK_CA_Kbh | . | S04 | . | T029 | 0.42 | 17.8839
DK_CA_Kbh | . | S04 | . | T030 | 0.42 | 17.8839
DK_CA_Kbh | . | S04 | . | T031 | 0.42 | 17.8839
DK_CA_Kbh | . | S04 | . | T032 | 0.42 | 17.8839
DK_CA_Kbh | . | S04 | . | T033 | 0.42 | 17.8839
DK_CA_Kbh | . | S04 | . | T034 | 0.57 | 24.271
DK_CA_Kbh | . | S04 | . | T035 | 0.57 | 24.271
DK_CA_Kbh | . | S04 | . | T036 | 0.57 | 24.271
DK_CA_Kbh | . | S04 | . | T037 | 0.72 | 30.658
DK_CA_Kbh | . | S04 | . | T038 | 0.72 | 30.658
DK_CA_Kbh | . | S04 | . | T039 | 0.72 | 30.658
DK_CA_Kbh | . | S04 | . | T040 | 0.72 | 30.658
DK_CA_Kbh | . | S04 | . | T041 | 0.72 | 30.658
DK_CA_Kbh | . | S04 | . | T042 | 0.72 | 30.658
DK_CA_Kbh | . | S04 | . | T043 | 0.72 | 30.658
DK_CA_Kbh | . | S04 | . | T044 | 0.85 | 36.1935
DK_CA_Kbh | . | S04 | . | T045 | 0.85 | 36.1935
DK_CA_Kbh | . | S04 | . | T046 | 0.85 | 36.1935
DK_CA_Kbh | . | S04 | . | T047 | 0.85 | 36.1935
DK_CA_Kbh | . | S04 | . | T048 | 0.85 | 36.1935
DK_CA_Kbh | . | S04 | . | T049 | 0.85 | 36.1935
DK_CA_Kbh | . | S04 | . | T050 | 0.85 | 36.1935
DK_CA_Kbh | . | S04 | . | T051 | 0.85 | 36.1935
DK_CA_Kbh | . | S04 | . | T052 | 0.85 | 36.1935
DK_CA_Kbh | . | S04 | . | T053 | 0.72 | 30.658
DK_CA_Kbh | . | S04 | . | T054 | 0.72 | 30.658
DK_CA_Kbh | . | S04 | . | T055 | 0.72 | 30.658
DK_CA_Kbh | . | S04 | . | T056 | 0.57 | 24.271
DK_CA_Kbh | . | S04 | . | T057 | 0.57 | 24.271
DK_CA_Kbh | . | S04 | . | T058 | 0.57 | 24.271
DK_CA_Kbh | . | S04 | . | T059 | 0.57 | 24.271
DK_CA_Kbh | . | S04 | . | T060 | 0.57 | 24.271
DK_CA_Kbh | . | S04 | . | T061 | 0.57 | 24.271
DK_CA_Kbh | . | S04 | . | T062 | 0.42 | 17.8839
DK_CA_Kbh | . | S04 | . | T063 | 0.42 | 17.8839
DK_CA_Kbh | . | S04 | . | T064 | 0.42 | 17.8839
DK_CA_Kbh | . | S04 | . | T065 | 0.42 | 17.8839
DK_CA_Kbh | . | S04 | . | T066 | 0.57 | 24.271
DK_CA_Kbh | . | S04 | . | T067 | 0.57 | 24.271
DK_CA_Kbh | . | S04 | . | T068 | 0.57 | 24.271
DK_CA_Kbh | . | S04 | . | T069 | 0.57 | 24.271
DK_CA_Kbh | . | S04 | . | T070 | 0.57 | 24.271
DK_CA_Kbh | . | S04 | . | T071 | 0.72 | 30.658
DK_CA_Kbh | . | S04 | . | T072 | 0.72 | 30.658
DK_CA_Kbh | . | S04 | . | T073 | 0.85 | 36.1935
DK_CA_Kbh | . | S04 | . | T074 | 0.95 | 40.4516
DK_CA_Kbh | . | S04 | . | T075 | 0.99 | 42.1548
DK_CA_Kbh | . | S04 | . | T076 | 1 | 42.5806
DK_CA_Kbh | . | S04 | . | T077 | 1 | 42.5806
DK_CA_Kbh | . | S04 | . | T078 | 1 | 42.5806
DK_CA_Kbh | . | S04 | . | T079 | 1 | 42.5806
DK_CA_Kbh | . | S04 | . | T080 | 1 | 42.5806
DK_CA_Kbh | . | S04 | . | T081 | 1 | 42.5806
DK_CA_Kbh | . | S04 | . | T082 | 1 | 42.5806
DK_CA_Kbh | . | S04 | . | T083 | 1 | 42.5806
DK_CA_Kbh | . | S04 | . | T084 | 1 | 42.5806
DK_CA_Kbh | . | S04 | . | T085 | 1 | 42.5806
DK_CA_Kbh | . | S04 | . | T086 | 0.99 | 42.1548
DK_CA_Kbh | . | S04 | . | T087 | 0.95 | 40.4516
DK_CA_Kbh | . | S04 | . | T088 | 0.85 | 36.1935
DK_CA_Kbh | . | S04 | . | T089 | 0.85 | 36.1935
DK_CA_Kbh | . | S04 | . | T090 | 0.72 | 30.658
DK_CA_Kbh | . | S04 | . | T091 | 0.72 | 30.658
DK_CA_Kbh | . | S04 | . | T092 | 0.72 | 30.658
DK_CA_Kbh | . | S04 | . | T093 | 0.72 | 30.658
DK_CA_Kbh | . | S04 | . | T094 | 0.57 | 24.271
DK_CA_Kbh | . | S04 | . | T095 | 0.57 | 24.271
DK_CA_Kbh | . | S04 | . | T096 | 0.57 | 24.271
DK_CA_Kbh | . | S04 | . | T097 | 0.42 | 17.8839
DK_CA_Kbh | . | S04 | . | T098 | 0.42 | 17.8839
DK_CA_Kbh | . | S04 | . | T099 | 0.3 | 12.7742
DK_CA_Kbh | . | S04 | . | T100 | 0.19 | 8.0903
DK_CA_Kbh | . | S04 | . | T101 | 0.3 | 12.7742
DK_CA_Kbh | . | S04 | . | T102 | 0.19 | 8.0903
DK_CA_Kbh | . | S04 | . | T103 | 0.19 | 8.0903
DK_CA_Kbh | . | S04 | . | T104 | 0.12 | 5.1097
DK_CA_Kbh | . | S04 | . | T105 | 0.12 | 5.1097
DK_CA_Kbh | . | S04 | . | T106 | 0.12 | 5.1097
DK_CA_Kbh | . | S04 | . | T107 | 0.19 | 8.0903
DK_CA_Kbh | . | S04 | . | T108 | 0.19 | 8.0903
DK_CA_Kbh | . | S04 | . | T109 | 0.3 | 12.7742
DK_CA_Kbh | . | S04 | . | T110 | 0.42 | 17.8839
DK_CA_Kbh | . | S04 | . | T111 | 0.42 | 17.8839
DK_CA_Kbh | . | S04 | . | T112 | 0.57 | 24.271
DK_CA_Kbh | . | S04 | . | T113 | 0.57 | 24.271
DK_CA_Kbh | . | S04 | . | T114 | 0.57 | 24.271
DK_CA_Kbh | . | S04 | . | T115 | 0.57 | 24.271
DK_CA_Kbh | . | S04 | . | T116 | 0.57 | 24.271
DK_CA_Kbh | . | S04 | . | T117 | 0.42 | 17.8839
DK_CA_Kbh | . | S04 | . | T118 | 0.42 | 17.8839
DK_CA_Kbh | . | S04 | . | T119 | 0.42 | 17.8839
DK_CA_Kbh | . | S04 | . | T120 | 0.3 | 12.7742
DK_CA_Kbh | . | S04 | . | T121 | 0.3 | 12.7742
DK_CA_Kbh | . | S04 | . | T122 | 0.3 | 12.7742
DK_CA_Kbh | . | S04 | . | T123 | 0.3 | 12.7742
DK_CA_Kbh | . | S04 | . | T124 | 0.19 | 8.0903
DK_CA_Kbh | . | S04 | . | T125 | 0.19 | 8.0903
DK_CA_Kbh | . | S04 | . | T126 | 0.12 | 5.1097
DK_CA_Kbh | . | S04 | . | T127 | 0.12 | 5.1097
DK_CA_Kbh | . | S04 | . | T128 | 0.06 | 2.5548
DK_CA_Kbh | . | S04 | . | T129 | 0.06 | 2.5548
DK_CA_Kbh | . | S04 | . | T130 | 0.06 | 2.5548
DK_CA_Kbh | . | S04 | . | T131 | 0.12 | 5.1097
DK_CA_Kbh | . | S04 | . | T132 | 0.12 | 5.1097
DK_CA_Kbh | . | S04 | . | T133 | 0.12 | 5.1097
DK_CA_Kbh | . | S04 | . | T134 | 0.12 | 5.1097
DK_CA_Kbh | . | S04 | . | T135 | 0.19 | 8.0903
DK_CA_Kbh | . | S04 | . | T136 | 0.19 | 8.0903
DK_CA_Kbh | . | S04 | . | T137 | 0.19 | 8.0903
DK_CA_Kbh | . | S04 | . | T138 | 0.19 | 8.0903
DK_CA_Kbh | . | S04 | . | T139 | 0.3 | 12.7742
DK_CA_Kbh | . | S04 | . | T140 | 0.19 | 8.0903
DK_CA_Kbh | . | S04 | . | T141 | 0.19 | 8.0903
DK_CA_Kbh | . | S04 | . | T142 | 0.19 | 8.0903
DK_CA_Kbh | . | S04 | . | T143 | 0.19 | 8.0903
DK_CA_Kbh | . | S04 | . | T144 | 0.19 | 8.0903
DK_CA_Kbh | . | S04 | . | T145 | 0.19 | 8.0903
DK_CA_Kbh | . | S04 | . | T146 | 0.19 | 8.0903
DK_CA_Kbh | . | S04 | . | T147 | 0.19 | 8.0903
DK_CA_Kbh | . | S04 | . | T148 | 0.19 | 8.0903
DK_CA_Kbh | . | S04 | . | T149 | 0.19 | 8.0903
DK_CA_Kbh | . | S04 | . | T150 | 0.19 | 8.0903
DK_CA_Kbh | . | S04 | . | T151 | 0.19 | 8.0903
DK_CA_Kbh | . | S04 | . | T152 | 0.06 | 2.5548
DK_CA_Kbh | . | S04 | . | T153 | 0.06 | 2.5548
DK_CA_Kbh | . | S04 | . | T154 | 0.03 | 1.2774
DK_CA_Kbh | . | S04 | . | T155 | 0.06 | 2.5548
DK_CA_Kbh | . | S04 | . | T156 | 0.06 | 2.5548
DK_CA_Kbh | . | S04 | . | T157 | 0.06 | 2.5548
DK_CA_Kbh | . | S04 | . | T158 | 0.19 | 8.0903
DK_CA_Kbh | . | S04 | . | T159 | 0.19 | 8.0903
DK_CA_Kbh | . | S04 | . | T160 | 0.19 | 8.0903
DK_CA_Kbh | . | S04 | . | T161 | 0.3 | 12.7742
DK_CA_Kbh | . | S04 | . | T162 | 0.3 | 12.7742
DK_CA_Kbh | . | S04 | . | T163 | 0.3 | 12.7742
DK_CA_Kbh | . | S04 | . | T164 | 0.3 | 12.7742
DK_CA_Kbh | . | S04 | . | T165 | 0.3 | 12.7742
DK_CA_Kbh | . | S04 | . | T166 | 0.3 | 12.7742
DK_CA_Kbh | . | S04 | . | T167 | 0.3 | 12.7742
DK_CA_Kbh | . | S04 | . | T168 | 0.3 | 12.7742
DK_CA_Kbh | . | S05 | . | T001 | 0.19 | 8.0903
DK_CA_Kbh | . | S05 | . | T002 | 0.19 | 8.0903
DK_CA_Kbh | . | S05 | . | T003 | 0.19 | 8.0903
DK_CA_Kbh | . | S05 | . | T004 | 0.12 | 5.1097
DK_CA_Kbh | . | S05 | . | T005 | 0.12 | 5.1097
DK_CA_Kbh | . | S05 | . | T006 | 0.06 | 2.5548
DK_CA_Kbh | . | S05 | . | T007 | 0.03 | 1.2774
DK_CA_Kbh | . | S05 | . | T008 | 0.06 | 2.5548
DK_CA_Kbh | . | S05 | . | T009 | 0.12 | 5.1097
DK_CA_Kbh | . | S05 | . | T010 | 0.19 | 8.0903
DK_CA_Kbh | . | S05 | . | T011 | 0.12 | 5.1097
DK_CA_Kbh | . | S05 | . | T012 | 0.12 | 5.1097
DK_CA_Kbh | . | S05 | . | T013 | 0.06 | 2.5548
DK_CA_Kbh | . | S05 | . | T014 | 0.06 | 2.5548
DK_CA_Kbh | . | S05 | . | T015 | 0.06 | 2.5548
DK_CA_Kbh | . | S05 | . | T016 | 0.06 | 2.5548
DK_CA_Kbh | . | S05 | . | T017 | 0.06 | 2.5548
DK_CA_Kbh | . | S05 | . | T018 | 0.06 | 2.5548
DK_CA_Kbh | . | S05 | . | T019 | 0.03 | 1.2774
DK_CA_Kbh | . | S05 | . | T020 | 0.03 | 1.2774
DK_CA_Kbh | . | S05 | . | T021 | 0.03 | 1.2774
DK_CA_Kbh | . | S05 | . | T022 | 0 | 0
DK_CA_Kbh | . | S05 | . | T023 | 0 | 0
DK_CA_Kbh | . | S05 | . | T024 | 0 | 0
DK_CA_Kbh | . | S05 | . | T025 | 0 | 0
DK_CA_Kbh | . | S05 | . | T026 | 0 | 0
DK_CA_Kbh | . | S05 | . | T027 | 0 | 0
DK_CA_Kbh | . | S05 | . | T028 | 0 | 0
DK_CA_Kbh | . | S05 | . | T029 | 0 | 0
DK_CA_Kbh | . | S05 | . | T030 | 0 | 0
DK_CA_Kbh | . | S05 | . | T031 | 0 | 0
DK_CA_Kbh | . | S05 | . | T032 | 0.12 | 5.1097
DK_CA_Kbh | . | S05 | . | T033 | 0.06 | 2.5548
DK_CA_Kbh | . | S05 | . | T034 | 0.03 | 1.2774
DK_CA_Kbh | . | S05 | . | T035 | 0.03 | 1.2774
DK_CA_Kbh | . | S05 | . | T036 | 0 | 0
DK_CA_Kbh | . | S05 | . | T037 | 0 | 0
DK_CA_Kbh | . | S05 | . | T038 | 0 | 0
DK_CA_Kbh | . | S05 | . | T039 | 0.03 | 1.2774
DK_CA_Kbh | . | S05 | . | T040 | 0.03 | 1.2774
DK_CA_Kbh | . | S05 | . | T041 | 0.03 | 1.2774
DK_CA_Kbh | . | S05 | . | T042 | 0.03 | 1.2774
DK_CA_Kbh | . | S05 | . | T043 | 0.03 | 1.2774
DK_CA_Kbh | . | S05 | . | T044 | 0.06 | 2.5548
DK_CA_Kbh | . | S05 | . | T045 | 0.12 | 5.1097
DK_CA_Kbh | . | S05 | . | T046 | 0.12 | 5.1097
DK_CA_Kbh | . | S05 | . | T047 | 0.12 | 5.1097
DK_CA_Kbh | . | S05 | . | T048 | 0.06 | 2.5548
DK_CA_Kbh | . | S05 | . | T049 | 0.06 | 2.5548
DK_CA_Kbh | . | S05 | . | T050 | 0.03 | 1.2774
DK_CA_Kbh | . | S05 | . | T051 | 0.03 | 1.2774
DK_CA_Kbh | . | S05 | . | T052 | 0.06 | 2.5548
DK_CA_Kbh | . | S05 | . | T053 | 0.06 | 2.5548
DK_CA_Kbh | . | S05 | . | T054 | 0.06 | 2.5548
DK_CA_Kbh | . | S05 | . | T055 | 0.03 | 1.2774
DK_CA_Kbh | . | S05 | . | T056 | 0.03 | 1.2774
DK_CA_Kbh | . | S05 | . | T057 | 0.03 | 1.2774
DK_CA_Kbh | . | S05 | . | T058 | 0.03 | 1.2774
DK_CA_Kbh | . | S05 | . | T059 | 0.03 | 1.2774
DK_CA_Kbh | . | S05 | . | T060 | 0.03 | 1.2774
DK_CA_Kbh | . | S05 | . | T061 | 0.03 | 1.2774
DK_CA_Kbh | . | S05 | . | T062 | 0 | 0
DK_CA_Kbh | . | S05 | . | T063 | 0 | 0
DK_CA_Kbh | . | S05 | . | T064 | 0 | 0
DK_CA_Kbh | . | S05 | . | T065 | 0 | 0
DK_CA_Kbh | . | S05 | . | T066 | 0.03 | 1.2774
DK_CA_Kbh | . | S05 | . | T067 | 0.03 | 1.2774
DK_CA_Kbh | . | S05 | . | T068 | 0.03 | 1.2774
DK_CA_Kbh | . | S05 | . | T069 | 0.03 | 1.2774
DK_CA_Kbh | . | S05 | . | T070 | 0.03 | 1.2774
DK_CA_Kbh | . | S05 | . | T071 | 0.03 | 1.2774
DK_CA_Kbh | . | S05 | . | T072 | 0.03 | 1.2774
DK_CA_Kbh | . | S05 | . | T073 | 0.03 | 1.2774
DK_CA_Kbh | . | S05 | . | T074 | 0.03 | 1.2774
DK_CA_Kbh | . | S05 | . | T075 | 0.03 | 1.2774
DK_CA_Kbh | . | S05 | . | T076 | 0.06 | 2.5548
DK_CA_Kbh | . | S05 | . | T077 | 0.06 | 2.5548
DK_CA_Kbh | . | S05 | . | T078 | 0.06 | 2.5548
DK_CA_Kbh | . | S05 | . | T079 | 0.06 | 2.5548
DK_CA_Kbh | . | S05 | . | T080 | 0.03 | 1.2774
DK_CA_Kbh | . | S05 | . | T081 | 0.03 | 1.2774
DK_CA_Kbh | . | S05 | . | T082 | 0 | 0
DK_CA_Kbh | . | S05 | . | T083 | 0 | 0
DK_CA_Kbh | . | S05 | . | T084 | 0 | 0
DK_CA_Kbh | . | S05 | . | T085 | 0 | 0
DK_CA_Kbh | . | S05 | . | T086 | 0 | 0
DK_CA_Kbh | . | S05 | . | T087 | 0 | 0
DK_CA_Kbh | . | S05 | . | T088 | 0.03 | 1.2774
DK_CA_Kbh | . | S05 | . | T089 | 0.03 | 1.2774
DK_CA_Kbh | . | S05 | . | T090 | 0.06 | 2.5548
DK_CA_Kbh | . | S05 | . | T091 | 0.06 | 2.5548
DK_CA_Kbh | . | S05 | . | T092 | 0.06 | 2.5548
DK_CA_Kbh | . | S05 | . | T093 | 0.06 | 2.5548
DK_CA_Kbh | . | S05 | . | T094 | 0.06 | 2.5548
DK_CA_Kbh | . | S05 | . | T095 | 0.03 | 1.2774
DK_CA_Kbh | . | S05 | . | T096 | 0.03 | 1.2774
DK_CA_Kbh | . | S05 | . | T097 | 0.03 | 1.2774
DK_CA_Kbh | . | S05 | . | T098 | 0.06 | 2.5548
DK_CA_Kbh | . | S05 | . | T099 | 0.12 | 5.1097
DK_CA_Kbh | . | S05 | . | T100 | 0.12 | 5.1097
DK_CA_Kbh | . | S05 | . | T101 | 0.12 | 5.1097
DK_CA_Kbh | . | S05 | . | T102 | 0.19 | 8.0903
DK_CA_Kbh | . | S05 | . | T103 | 0.3 | 12.7742
DK_CA_Kbh | . | S05 | . | T104 | 0.3 | 12.7742
DK_CA_Kbh | . | S05 | . | T105 | 0.19 | 8.0903
DK_CA_Kbh | . | S05 | . | T106 | 0.3 | 12.7742
DK_CA_Kbh | . | S05 | . | T107 | 0.3 | 12.7742
DK_CA_Kbh | . | S05 | . | T108 | 0.3 | 12.7742
DK_CA_Kbh | . | S05 | . | T109 | 0.3 | 12.7742
DK_CA_Kbh | . | S05 | . | T110 | 0.42 | 17.8839
DK_CA_Kbh | . | S05 | . | T111 | 0.72 | 30.658
DK_CA_Kbh | . | S05 | . | T112 | 0.72 | 30.658
DK_CA_Kbh | . | S05 | . | T113 | 0.57 | 24.271
DK_CA_Kbh | . | S05 | . | T114 | 0.57 | 24.271
DK_CA_Kbh | . | S05 | . | T115 | 0.72 | 30.658
DK_CA_Kbh | . | S05 | . | T116 | 0.72 | 30.658
DK_CA_Kbh | . | S05 | . | T117 | 0.57 | 24.271
DK_CA_Kbh | . | S05 | . | T118 | 0.42 | 17.8839
DK_CA_Kbh | . | S05 | . | T119 | 0.42 | 17.8839
DK_CA_Kbh | . | S05 | . | T120 | 0.42 | 17.8839
DK_CA_Kbh | . | S05 | . | T121 | 0.42 | 17.8839
DK_CA_Kbh | . | S05 | . | T122 | 0.3 | 12.7742
DK_CA_Kbh | . | S05 | . | T123 | 0.3 | 12.7742
DK_CA_Kbh | . | S05 | . | T124 | 0.3 | 12.7742
DK_CA_Kbh | . | S05 | . | T125 | 0.3 | 12.7742
DK_CA_Kbh | . | S05 | . | T126 | 0.3 | 12.7742
DK_CA_Kbh | . | S05 | . | T127 | 0.3 | 12.7742
DK_CA_Kbh | . | S05 | . | T128 | 0.12 | 5.1097
DK_CA_Kbh | . | S05 | . | T129 | 0.19 | 8.0903
DK_CA_Kbh | . | S05 | . | T130 | 0.12 | 5.1097
DK_CA_Kbh | . | S05 | . | T131 | 0.12 | 5.1097
DK_CA_Kbh | . | S05 | . | T132 | 0.06 | 2.5548
DK_CA_Kbh | . | S05 | . | T133 | 0.06 | 2.5548
DK_CA_Kbh | . | S05 | . | T134 | 0.06 | 2.5548
DK_CA_Kbh | . | S05 | . | T135 | 0.06 | 2.5548
DK_CA_Kbh | . | S05 | . | T136 | 0.06 | 2.5548
DK_CA_Kbh | . | S05 | . | T137 | 0.06 | 2.5548
DK_CA_Kbh | . | S05 | . | T138 | 0.12 | 5.1097
DK_CA_Kbh | . | S05 | . | T139 | 0.12 | 5.1097
DK_CA_Kbh | . | S05 | . | T140 | 0.19 | 8.0903
DK_CA_Kbh | . | S05 | . | T141 | 0.3 | 12.7742
DK_CA_Kbh | . | S05 | . | T142 | 0.3 | 12.7742
DK_CA_Kbh | . | S05 | . | T143 | 0.3 | 12.7742
DK_CA_Kbh | . | S05 | . | T144 | 0.3 | 12.7742
DK_CA_Kbh | . | S05 | . | T145 | 0.3 | 12.7742
DK_CA_Kbh | . | S05 | . | T146 | 0.3 | 12.7742
DK_CA_Kbh | . | S05 | . | T147 | 0.42 | 17.8839
DK_CA_Kbh | . | S05 | . | T148 | 0.42 | 17.8839
DK_CA_Kbh | . | S05 | . | T149 | 0.42 | 17.8839
DK_CA_Kbh | . | S05 | . | T150 | 0.42 | 17.8839
DK_CA_Kbh | . | S05 | . | T151 | 0.42 | 17.8839
DK_CA_Kbh | . | S05 | . | T152 | 0.42 | 17.8839
DK_CA_Kbh | . | S05 | . | T153 | 0.42 | 17.8839
DK_CA_Kbh | . | S05 | . | T154 | 0.42 | 17.8839
DK_CA_Kbh | . | S05 | . | T155 | 0.3 | 12.7742
DK_CA_Kbh | . | S05 | . | T156 | 0.3 | 12.7742
DK_CA_Kbh | . | S05 | . | T157 | 0.19 | 8.0903
DK_CA_Kbh | . | S05 | . | T158 | 0.19 | 8.0903
DK_CA_Kbh | . | S05 | . | T159 | 0.3 | 12.7742
DK_CA_Kbh | . | S05 | . | T160 | 0.3 | 12.7742
DK_CA_Kbh | . | S05 | . | T161 | 0.42 | 17.8839
DK_CA_Kbh | . | S05 | . | T162 | 0.42 | 17.8839
DK_CA_Kbh | . | S05 | . | T163 | 0.42 | 17.8839
DK_CA_Kbh | . | S05 | . | T164 | 0.57 | 24.271
DK_CA_Kbh | . | S05 | . | T165 | 0.57 | 24.271
DK_CA_Kbh | . | S05 | . | T166 | 0.57 | 24.271
DK_CA_Kbh | . | S05 | . | T167 | 0.57 | 24.271
DK_CA_Kbh | . | S05 | . | T168 | 0.57 | 24.271
DK_CA_Kbh | . | S06 | . | T001 | 0.57 | 24.271
DK_CA_Kbh | . | S06 | . | T002 | 0.57 | 24.271
DK_CA_Kbh | . | S06 | . | T003 | 0.57 | 24.271
DK_CA_Kbh | . | S06 | . | T004 | 0.57 | 24.271
DK_CA_Kbh | . | S06 | . | T005 | 0.57 | 24.271
DK_CA_Kbh | . | S06 | . | T006 | 0.57 | 24.271
DK_CA_Kbh | . | S06 | . | T007 | 0.57 | 24.271
DK_CA_Kbh | . | S06 | . | T008 | 0.3 | 12.7742
DK_CA_Kbh | . | S06 | . | T009 | 0.3 | 12.7742
DK_CA_Kbh | . | S06 | . | T010 | 0.42 | 17.8839
DK_CA_Kbh | . | S06 | . | T011 | 0.42 | 17.8839
DK_CA_Kbh | . | S06 | . | T012 | 0.42 | 17.8839
DK_CA_Kbh | . | S06 | . | T013 | 0.42 | 17.8839
DK_CA_Kbh | . | S06 | . | T014 | 0.42 | 17.8839
DK_CA_Kbh | . | S06 | . | T015 | 0.42 | 17.8839
DK_CA_Kbh | . | S06 | . | T016 | 0.42 | 17.8839
DK_CA_Kbh | . | S06 | . | T017 | 0.42 | 17.8839
DK_CA_Kbh | . | S06 | . | T018 | 0.57 | 24.271
DK_CA_Kbh | . | S06 | . | T019 | 0.72 | 30.658
DK_CA_Kbh | . | S06 | . | T020 | 0.72 | 30.658
DK_CA_Kbh | . | S06 | . | T021 | 0.85 | 36.1935
DK_CA_Kbh | . | S06 | . | T022 | 0.85 | 36.1935
DK_CA_Kbh | . | S06 | . | T023 | 0.95 | 40.4516
DK_CA_Kbh | . | S06 | . | T024 | 0.95 | 40.4516
DK_CA_Kbh | . | S06 | . | T025 | 0.99 | 42.1548
DK_CA_Kbh | . | S06 | . | T026 | 0.99 | 42.1548
DK_CA_Kbh | . | S06 | . | T027 | 1 | 42.5806
DK_CA_Kbh | . | S06 | . | T028 | 1 | 42.5806
DK_CA_Kbh | . | S06 | . | T029 | 1 | 42.5806
DK_CA_Kbh | . | S06 | . | T030 | 1 | 42.5806
DK_CA_Kbh | . | S06 | . | T031 | 1 | 42.5806
DK_CA_Kbh | . | S06 | . | T032 | 1 | 42.5806
DK_CA_Kbh | . | S06 | . | T033 | 1 | 42.5806
DK_CA_Kbh | . | S06 | . | T034 | 1 | 42.5806
DK_CA_Kbh | . | S06 | . | T035 | 1 | 42.5806
DK_CA_Kbh | . | S06 | . | T036 | 1 | 42.5806
DK_CA_Kbh | . | S06 | . | T037 | 0.99 | 42.1548
DK_CA_Kbh | . | S06 | . | T038 | 0.95 | 40.4516
DK_CA_Kbh | . | S06 | . | T039 | 0.72 | 30.658
DK_CA_Kbh | . | S06 | . | T040 | 0.42 | 17.8839
DK_CA_Kbh | . | S06 | . | T041 | 0.42 | 17.8839
DK_CA_Kbh | . | S06 | . | T042 | 0.57 | 24.271
DK_CA_Kbh | . | S06 | . | T043 | 0.42 | 17.8839
DK_CA_Kbh | . | S06 | . | T044 | 0.3 | 12.7742
DK_CA_Kbh | . | S06 | . | T045 | 0.19 | 8.0903
DK_CA_Kbh | . | S06 | . | T046 | 0.19 | 8.0903
DK_CA_Kbh | . | S06 | . | T047 | 0.12 | 5.1097
DK_CA_Kbh | . | S06 | . | T048 | 0.12 | 5.1097
DK_CA_Kbh | . | S06 | . | T049 | 0.06 | 2.5548
DK_CA_Kbh | . | S06 | . | T050 | 0.06 | 2.5548
DK_CA_Kbh | . | S06 | . | T051 | 0 | 0
DK_CA_Kbh | . | S06 | . | T052 | 0 | 0
DK_CA_Kbh | . | S06 | . | T053 | 0 | 0
DK_CA_Kbh | . | S06 | . | T054 | 0 | 0
DK_CA_Kbh | . | S06 | . | T055 | 0 | 0
DK_CA_Kbh | . | S06 | . | T056 | 0 | 0
DK_CA_Kbh | . | S06 | . | T057 | 0.06 | 2.5548
DK_CA_Kbh | . | S06 | . | T058 | 0.3 | 12.7742
DK_CA_Kbh | . | S06 | . | T059 | 0.57 | 24.271
DK_CA_Kbh | . | S06 | . | T060 | 0.85 | 36.1935
DK_CA_Kbh | . | S06 | . | T061 | 0.99 | 42.1548
DK_CA_Kbh | . | S06 | . | T062 | 0.99 | 42.1548
DK_CA_Kbh | . | S06 | . | T063 | 0.99 | 42.1548
DK_CA_Kbh | . | S06 | . | T064 | 0.99 | 42.1548
DK_CA_Kbh | . | S06 | . | T065 | 0.99 | 42.1548
DK_CA_Kbh | . | S06 | . | T066 | 0.99 | 42.1548
DK_CA_Kbh | . | S06 | . | T067 | 0.99 | 42.1548
DK_CA_Kbh | . | S06 | . | T068 | 0.99 | 42.1548
DK_CA_Kbh | . | S06 | . | T069 | 0.99 | 42.1548
DK_CA_Kbh | . | S06 | . | T070 | 0.99 | 42.1548
DK_CA_Kbh | . | S06 | . | T071 | 0.95 | 40.4516
DK_CA_Kbh | . | S06 | . | T072 | 0.95 | 40.4516
DK_CA_Kbh | . | S06 | . | T073 | 0.95 | 40.4516
DK_CA_Kbh | . | S06 | . | T074 | 0.95 | 40.4516
DK_CA_Kbh | . | S06 | . | T075 | 0.85 | 36.1935
DK_CA_Kbh | . | S06 | . | T076 | 0.85 | 36.1935
DK_CA_Kbh | . | S06 | . | T077 | 0.85 | 36.1935
DK_CA_Kbh | . | S06 | . | T078 | 0.85 | 36.1935
DK_CA_Kbh | . | S06 | . | T079 | 0.85 | 36.1935
DK_CA_Kbh | . | S06 | . | T080 | 0.85 | 36.1935
DK_CA_Kbh | . | S06 | . | T081 | 0.85 | 36.1935
DK_CA_Kbh | . | S06 | . | T082 | 0.85 | 36.1935
DK_CA_Kbh | . | S06 | . | T083 | 0.85 | 36.1935
DK_CA_Kbh | . | S06 | . | T084 | 0.85 | 36.1935
DK_CA_Kbh | . | S06 | . | T085 | 0.85 | 36.1935
DK_CA_Kbh | . | S06 | . | T086 | 0.85 | 36.1935
DK_CA_Kbh | . | S06 | . | T087 | 0.72 | 30.658
DK_CA_Kbh | . | S06 | . | T088 | 0.72 | 30.658
DK_CA_Kbh | . | S06 | . | T089 | 0.72 | 30.658
DK_CA_Kbh | . | S06 | . | T090 | 0.72 | 30.658
DK_CA_Kbh | . | S06 | . | T091 | 0.57 | 24.271
DK_CA_Kbh | . | S06 | . | T092 | 0.57 | 24.271
DK_CA_Kbh | . | S06 | . | T093 | 0.42 | 17.8839
DK_CA_Kbh | . | S06 | . | T094 | 0.42 | 17.8839
DK_CA_Kbh | . | S06 | . | T095 | 0.3 | 12.7742
DK_CA_Kbh | . | S06 | . | T096 | 0.3 | 12.7742
DK_CA_Kbh | . | S06 | . | T097 | 0.3 | 12.7742
DK_CA_Kbh | . | S06 | . | T098 | 0.3 | 12.7742
DK_CA_Kbh | . | S06 | . | T099 | 0.3 | 12.7742
DK_CA_Kbh | . | S06 | . | T100 | 0.3 | 12.7742
DK_CA_Kbh | . | S06 | . | T101 | 0.42 | 17.8839
DK_CA_Kbh | . | S06 | . | T102 | 0.57 | 24.271
DK_CA_Kbh | . | S06 | . | T103 | 0.72 | 30.658
DK_CA_Kbh | . | S06 | . | T104 | 0.3 | 12.7742
DK_CA_Kbh | . | S06 | . | T105 | 0.57 | 24.271
DK_CA_Kbh | . | S06 | . | T106 | 0.57 | 24.271
DK_CA_Kbh | . | S06 | . | T107 | 0.42 | 17.8839
DK_CA_Kbh | . | S06 | . | T108 | 0.72 | 30.658
DK_CA_Kbh | . | S06 | . | T109 | 0.85 | 36.1935
DK_CA_Kbh | . | S06 | . | T110 | 0.95 | 40.4516
DK_CA_Kbh | . | S06 | . | T111 | 0.85 | 36.1935
DK_CA_Kbh | . | S06 | . | T112 | 0.72 | 30.658
DK_CA_Kbh | . | S06 | . | T113 | 0.42 | 17.8839
DK_CA_Kbh | . | S06 | . | T114 | 0.12 | 5.1097
DK_CA_Kbh | . | S06 | . | T115 | 0 | 0
DK_CA_Kbh | . | S06 | . | T116 | 0.12 | 5.1097
DK_CA_Kbh | . | S06 | . | T117 | 0.19 | 8.0903
DK_CA_Kbh | . | S06 | . | T118 | 0.12 | 5.1097
DK_CA_Kbh | . | S06 | . | T119 | 0.12 | 5.1097
DK_CA_Kbh | . | S06 | . | T120 | 0.06 | 2.5548
DK_CA_Kbh | . | S06 | . | T121 | 0.12 | 5.1097
DK_CA_Kbh | . | S06 | . | T122 | 0.06 | 2.5548
DK_CA_Kbh | . | S06 | . | T123 | 0.06 | 2.5548
DK_CA_Kbh | . | S06 | . | T124 | 0.06 | 2.5548
DK_CA_Kbh | . | S06 | . | T125 | 0.06 | 2.5548
DK_CA_Kbh | . | S06 | . | T126 | 0.12 | 5.1097
DK_CA_Kbh | . | S06 | . | T127 | 0.12 | 5.1097
DK_CA_Kbh | . | S06 | . | T128 | 0.12 | 5.1097
DK_CA_Kbh | . | S06 | . | T129 | 0.12 | 5.1097
DK_CA_Kbh | . | S06 | . | T130 | 0.12 | 5.1097
DK_CA_Kbh | . | S06 | . | T131 | 0.12 | 5.1097
DK_CA_Kbh | . | S06 | . | T132 | 0.19 | 8.0903
DK_CA_Kbh | . | S06 | . | T133 | 0.19 | 8.0903
DK_CA_Kbh | . | S06 | . | T134 | 0.19 | 8.0903
DK_CA_Kbh | . | S06 | . | T135 | 0.19 | 8.0903
DK_CA_Kbh | . | S06 | . | T136 | 0.12 | 5.1097
DK_CA_Kbh | . | S06 | . | T137 | 0.19 | 8.0903
DK_CA_Kbh | . | S06 | . | T138 | 0.12 | 5.1097
DK_CA_Kbh | . | S06 | . | T139 | 0.12 | 5.1097
DK_CA_Kbh | . | S06 | . | T140 | 0.12 | 5.1097
DK_CA_Kbh | . | S06 | . | T141 | 0.06 | 2.5548
DK_CA_Kbh | . | S06 | . | T142 | 0.03 | 1.2774
DK_CA_Kbh | . | S06 | . | T143 | 0 | 0
DK_CA_Kbh | . | S06 | . | T144 | 0 | 0
DK_CA_Kbh | . | S06 | . | T145 | 0 | 0
DK_CA_Kbh | . | S06 | . | T146 | 0 | 0
DK_CA_Kbh | . | S06 | . | T147 | 0 | 0
DK_CA_Kbh | . | S06 | . | T148 | 0 | 0
DK_CA_Kbh | . | S06 | . | T149 | 0 | 0
DK_CA_Kbh | . | S06 | . | T150 | 0 | 0
DK_CA_Kbh | . | S06 | . | T151 | 0 | 0
DK_CA_Kbh | . | S06 | . | T152 | 0 | 0
DK_CA_Kbh | . | S06 | . | T153 | 0 | 0
DK_CA_Kbh | . | S06 | . | T154 | 0 | 0
DK_CA_Kbh | . | S06 | . | T155 | 0 | 0
DK_CA_Kbh | . | S06 | . | T156 | 0.03 | 1.2774
DK_CA_Kbh | . | S06 | . | T157 | 0 | 0
DK_CA_Kbh | . | S06 | . | T158 | 0.03 | 1.2774
DK_CA_Kbh | . | S06 | . | T159 | 0.03 | 1.2774
DK_CA_Kbh | . | S06 | . | T160 | 0.06 | 2.5548
DK_CA_Kbh | . | S06 | . | T161 | 0.12 | 5.1097
DK_CA_Kbh | . | S06 | . | T162 | 0.3 | 12.7742
DK_CA_Kbh | . | S06 | . | T163 | 0.3 | 12.7742
DK_CA_Kbh | . | S06 | . | T164 | 0.42 | 17.8839
DK_CA_Kbh | . | S06 | . | T165 | 0.57 | 24.271
DK_CA_Kbh | . | S06 | . | T166 | 0.72 | 30.658
DK_CA_Kbh | . | S06 | . | T167 | 0.72 | 30.658
DK_CA_Kbh | . | S06 | . | T168 | 0.72 | 30.658
DK_CA_Kbh | . | S07 | . | T001 | 0.72 | 30.658
DK_CA_Kbh | . | S07 | . | T002 | 0.85 | 36.1935
DK_CA_Kbh | . | S07 | . | T003 | 0.85 | 36.1935
DK_CA_Kbh | . | S07 | . | T004 | 0.95 | 40.4516
DK_CA_Kbh | . | S07 | . | T005 | 0.95 | 40.4516
DK_CA_Kbh | . | S07 | . | T006 | 0.95 | 40.4516
DK_CA_Kbh | . | S07 | . | T007 | 0.95 | 40.4516
DK_CA_Kbh | . | S07 | . | T008 | 0.95 | 40.4516
DK_CA_Kbh | . | S07 | . | T009 | 0.95 | 40.4516
DK_CA_Kbh | . | S07 | . | T010 | 0.95 | 40.4516
DK_CA_Kbh | . | S07 | . | T011 | 0.99 | 42.1548
DK_CA_Kbh | . | S07 | . | T012 | 0.99 | 42.1548
DK_CA_Kbh | . | S07 | . | T013 | 0.95 | 40.4516
DK_CA_Kbh | . | S07 | . | T014 | 0.99 | 42.1548
DK_CA_Kbh | . | S07 | . | T015 | 0.99 | 42.1548
DK_CA_Kbh | . | S07 | . | T016 | 0.99 | 42.1548
DK_CA_Kbh | . | S07 | . | T017 | 0.99 | 42.1548
DK_CA_Kbh | . | S07 | . | T018 | 0.99 | 42.1548
DK_CA_Kbh | . | S07 | . | T019 | 0.99 | 42.1548
DK_CA_Kbh | . | S07 | . | T020 | 0.99 | 42.1548
DK_CA_Kbh | . | S07 | . | T021 | 0.99 | 42.1548
DK_CA_Kbh | . | S07 | . | T022 | 0.99 | 42.1548
DK_CA_Kbh | . | S07 | . | T023 | 0.99 | 42.1548
DK_CA_Kbh | . | S07 | . | T024 | 0.99 | 42.1548
DK_CA_Kbh | . | S07 | . | T025 | 0.99 | 42.1548
DK_CA_Kbh | . | S07 | . | T026 | 0.95 | 40.4516
DK_CA_Kbh | . | S07 | . | T027 | 0.95 | 40.4516
DK_CA_Kbh | . | S07 | . | T028 | 0.95 | 40.4516
DK_CA_Kbh | . | S07 | . | T029 | 0.85 | 36.1935
DK_CA_Kbh | . | S07 | . | T030 | 0.85 | 36.1935
DK_CA_Kbh | . | S07 | . | T031 | 0.85 | 36.1935
DK_CA_Kbh | . | S07 | . | T032 | 0.72 | 30.658
DK_CA_Kbh | . | S07 | . | T033 | 0.72 | 30.658
DK_CA_Kbh | . | S07 | . | T034 | 0.57 | 24.271
DK_CA_Kbh | . | S07 | . | T035 | 0.57 | 24.271
DK_CA_Kbh | . | S07 | . | T036 | 0.57 | 24.271
DK_CA_Kbh | . | S07 | . | T037 | 0.57 | 24.271
DK_CA_Kbh | . | S07 | . | T038 | 0.42 | 17.8839
DK_CA_Kbh | . | S07 | . | T039 | 0.42 | 17.8839
DK_CA_Kbh | . | S07 | . | T040 | 0.42 | 17.8839
DK_CA_Kbh | . | S07 | . | T041 | 0.42 | 17.8839
DK_CA_Kbh | . | S07 | . | T042 | 0.57 | 24.271
DK_CA_Kbh | . | S07 | . | T043 | 0.57 | 24.271
DK_CA_Kbh | . | S07 | . | T044 | 0.57 | 24.271
DK_CA_Kbh | . | S07 | . | T045 | 0.57 | 24.271
DK_CA_Kbh | . | S07 | . | T046 | 0.57 | 24.271
DK_CA_Kbh | . | S07 | . | T047 | 0.57 | 24.271
DK_CA_Kbh | . | S07 | . | T048 | 0.57 | 24.271
DK_CA_Kbh | . | S07 | . | T049 | 0.72 | 30.658
DK_CA_Kbh | . | S07 | . | T050 | 0.72 | 30.658
DK_CA_Kbh | . | S07 | . | T051 | 0.57 | 24.271
DK_CA_Kbh | . | S07 | . | T052 | 0.57 | 24.271
DK_CA_Kbh | . | S07 | . | T053 | 0.57 | 24.271
DK_CA_Kbh | . | S07 | . | T054 | 0.57 | 24.271
DK_CA_Kbh | . | S07 | . | T055 | 0.57 | 24.271
DK_CA_Kbh | . | S07 | . | T056 | 0.42 | 17.8839
DK_CA_Kbh | . | S07 | . | T057 | 0.42 | 17.8839
DK_CA_Kbh | . | S07 | . | T058 | 0.3 | 12.7742
DK_CA_Kbh | . | S07 | . | T059 | 0.3 | 12.7742
DK_CA_Kbh | . | S07 | . | T060 | 0.19 | 8.0903
DK_CA_Kbh | . | S07 | . | T061 | 0.19 | 8.0903
DK_CA_Kbh | . | S07 | . | T062 | 0.12 | 5.1097
DK_CA_Kbh | . | S07 | . | T063 | 0.12 | 5.1097
DK_CA_Kbh | . | S07 | . | T064 | 0.12 | 5.1097
DK_CA_Kbh | . | S07 | . | T065 | 0.19 | 8.0903
DK_CA_Kbh | . | S07 | . | T066 | 0.3 | 12.7742
DK_CA_Kbh | . | S07 | . | T067 | 0.3 | 12.7742
DK_CA_Kbh | . | S07 | . | T068 | 0.19 | 8.0903
DK_CA_Kbh | . | S07 | . | T069 | 0.19 | 8.0903
DK_CA_Kbh | . | S07 | . | T070 | 0.19 | 8.0903
DK_CA_Kbh | . | S07 | . | T071 | 0.12 | 5.1097
DK_CA_Kbh | . | S07 | . | T072 | 0.19 | 8.0903
DK_CA_Kbh | . | S07 | . | T073 | 0.19 | 8.0903
DK_CA_Kbh | . | S07 | . | T074 | 0.19 | 8.0903
DK_CA_Kbh | . | S07 | . | T075 | 0.12 | 5.1097
DK_CA_Kbh | . | S07 | . | T076 | 0.12 | 5.1097
DK_CA_Kbh | . | S07 | . | T077 | 0.12 | 5.1097
DK_CA_Kbh | . | S07 | . | T078 | 0.12 | 5.1097
DK_CA_Kbh | . | S07 | . | T079 | 0.19 | 8.0903
DK_CA_Kbh | . | S07 | . | T080 | 0.42 | 17.8839
DK_CA_Kbh | . | S07 | . | T081 | 0.3 | 12.7742
DK_CA_Kbh | . | S07 | . | T082 | 0.3 | 12.7742
DK_CA_Kbh | . | S07 | . | T083 | 0.3 | 12.7742
DK_CA_Kbh | . | S07 | . | T084 | 0.3 | 12.7742
DK_CA_Kbh | . | S07 | . | T085 | 0.3 | 12.7742
DK_CA_Kbh | . | S07 | . | T086 | 0.3 | 12.7742
DK_CA_Kbh | . | S07 | . | T087 | 0.3 | 12.7742
DK_CA_Kbh | . | S07 | . | T088 | 0.3 | 12.7742
DK_CA_Kbh | . | S07 | . | T089 | 0.3 | 12.7742
DK_CA_Kbh | . | S07 | . | T090 | 0.42 | 17.8839
DK_CA_Kbh | . | S07 | . | T091 | 0.42 | 17.8839
DK_CA_Kbh | . | S07 | . | T092 | 0.42 | 17.8839
DK_CA_Kbh | . | S07 | . | T093 | 0.3 | 12.7742
DK_CA_Kbh | . | S07 | . | T094 | 0.3 | 12.7742
DK_CA_Kbh | . | S07 | . | T095 | 0.3 | 12.7742
DK_CA_Kbh | . | S07 | . | T096 | 0.3 | 12.7742
DK_CA_Kbh | . | S07 | . | T097 | 0.3 | 12.7742
DK_CA_Kbh | . | S07 | . | T098 | 0.3 | 12.7742
DK_CA_Kbh | . | S07 | . | T099 | 0.3 | 12.7742
DK_CA_Kbh | . | S07 | . | T100 | 0.19 | 8.0903
DK_CA_Kbh | . | S07 | . | T101 | 0.19 | 8.0903
DK_CA_Kbh | . | S07 | . | T102 | 0.19 | 8.0903
DK_CA_Kbh | . | S07 | . | T103 | 0.19 | 8.0903
DK_CA_Kbh | . | S07 | . | T104 | 0.19 | 8.0903
DK_CA_Kbh | . | S07 | . | T105 | 0.19 | 8.0903
DK_CA_Kbh | . | S07 | . | T106 | 0.19 | 8.0903
DK_CA_Kbh | . | S07 | . | T107 | 0.3 | 12.7742
DK_CA_Kbh | . | S07 | . | T108 | 0.3 | 12.7742
DK_CA_Kbh | . | S07 | . | T109 | 0.3 | 12.7742
DK_CA_Kbh | . | S07 | . | T110 | 0.3 | 12.7742
DK_CA_Kbh | . | S07 | . | T111 | 0.42 | 17.8839
DK_CA_Kbh | . | S07 | . | T112 | 0.42 | 17.8839
DK_CA_Kbh | . | S07 | . | T113 | 0.42 | 17.8839
DK_CA_Kbh | . | S07 | . | T114 | 0.42 | 17.8839
DK_CA_Kbh | . | S07 | . | T115 | 0.3 | 12.7742
DK_CA_Kbh | . | S07 | . | T116 | 0.3 | 12.7742
DK_CA_Kbh | . | S07 | . | T117 | 0.3 | 12.7742
DK_CA_Kbh | . | S07 | . | T118 | 0.3 | 12.7742
DK_CA_Kbh | . | S07 | . | T119 | 0.19 | 8.0903
DK_CA_Kbh | . | S07 | . | T120 | 0.19 | 8.0903
DK_CA_Kbh | . | S07 | . | T121 | 0.19 | 8.0903
DK_CA_Kbh | . | S07 | . | T122 | 0.12 | 5.1097
DK_CA_Kbh | . | S07 | . | T123 | 0.12 | 5.1097
DK_CA_Kbh | . | S07 | . | T124 | 0.06 | 2.5548
DK_CA_Kbh | . | S07 | . | T125 | 0.06 | 2.5548
DK_CA_Kbh | . | S07 | . | T126 | 0.03 | 1.2774
DK_CA_Kbh | . | S07 | . | T127 | 0.03 | 1.2774
DK_CA_Kbh | . | S07 | . | T128 | 0.03 | 1.2774
DK_CA_Kbh | . | S07 | . | T129 | 0.03 | 1.2774
DK_CA_Kbh | . | S07 | . | T130 | 0 | 0
DK_CA_Kbh | . | S07 | . | T131 | 0 | 0
DK_CA_Kbh | . | S07 | . | T132 | 0 | 0
DK_CA_Kbh | . | S07 | . | T133 | 0 | 0
DK_CA_Kbh | . | S07 | . | T134 | 0 | 0
DK_CA_Kbh | . | S07 | . | T135 | 0.03 | 1.2774
DK_CA_Kbh | . | S07 | . | T136 | 0.12 | 5.1097
DK_CA_Kbh | . | S07 | . | T137 | 0.12 | 5.1097
DK_CA_Kbh | . | S07 | . | T138 | 0.19 | 8.0903
DK_CA_Kbh | . | S07 | . | T139 | 0.19 | 8.0903
DK_CA_Kbh | . | S07 | . | T140 | 0.19 | 8.0903
DK_CA_Kbh | . | S07 | . | T141 | 0.19 | 8.0903
DK_CA_Kbh | . | S07 | . | T142 | 0.3 | 12.7742
DK_CA_Kbh | . | S07 | . | T143 | 0.19 | 8.0903
DK_CA_Kbh | . | S07 | . | T144 | 0.19 | 8.0903
DK_CA_Kbh | . | S07 | . | T145 | 0.12 | 5.1097
DK_CA_Kbh | . | S07 | . | T146 | 0.03 | 1.2774
DK_CA_Kbh | . | S07 | . | T147 | 0.03 | 1.2774
DK_CA_Kbh | . | S07 | . | T148 | 0 | 0
DK_CA_Kbh | . | S07 | . | T149 | 0 | 0
DK_CA_Kbh | . | S07 | . | T150 | 0 | 0
DK_CA_Kbh | . | S07 | . | T151 | 0 | 0
DK_CA_Kbh | . | S07 | . | T152 | 0.03 | 1.2774
DK_CA_Kbh | . | S07 | . | T153 | 0.03 | 1.2774
DK_CA_Kbh | . | S07 | . | T154 | 0 | 0
DK_CA_Kbh | . | S07 | . | T155 | 0.03 | 1.2774
DK_CA_Kbh | . | S07 | . | T156 | 0.06 | 2.5548
DK_CA_Kbh | . | S07 | . | T157 | 0.12 | 5.1097
DK_CA_Kbh | . | S07 | . | T158 | 0.19 | 8.0903
DK_CA_Kbh | . | S07 | . | T159 | 0.19 | 8.0903
DK_CA_Kbh | . | S07 | . | T160 | 0.3 | 12.7742
DK_CA_Kbh | . | S07 | . | T161 | 0.42 | 17.8839
DK_CA_Kbh | . | S07 | . | T162 | 0.57 | 24.271
DK_CA_Kbh | . | S07 | . | T163 | 0.72 | 30.658
DK_CA_Kbh | . | S07 | . | T164 | 0.72 | 30.658
DK_CA_Kbh | . | S07 | . | T165 | 0.72 | 30.658
DK_CA_Kbh | . | S07 | . | T166 | 0.72 | 30.658
DK_CA_Kbh | . | S07 | . | T167 | 0.85 | 36.1935
DK_CA_Kbh | . | S07 | . | T168 | 0.85 | 36.1935
DK_CA_Kbh | . | S08 | . | T001 | 0.95 | 40.4516
DK_CA_Kbh | . | S08 | . | T002 | 0.85 | 36.1935
DK_CA_Kbh | . | S08 | . | T003 | 0.95 | 40.4516
DK_CA_Kbh | . | S08 | . | T004 | 0.95 | 40.4516
DK_CA_Kbh | . | S08 | . | T005 | 0.95 | 40.4516
DK_CA_Kbh | . | S08 | . | T006 | 0.95 | 40.4516
DK_CA_Kbh | . | S08 | . | T007 | 0.95 | 40.4516
DK_CA_Kbh | . | S08 | . | T008 | 0.95 | 40.4516
DK_CA_Kbh | . | S08 | . | T009 | 0.85 | 36.1935
DK_CA_Kbh | . | S08 | . | T010 | 0.72 | 30.658
DK_CA_Kbh | . | S08 | . | T011 | 0.57 | 24.271
DK_CA_Kbh | . | S08 | . | T012 | 0.42 | 17.8839
DK_CA_Kbh | . | S08 | . | T013 | 0.3 | 12.7742
DK_CA_Kbh | . | S08 | . | T014 | 0.12 | 5.1097
DK_CA_Kbh | . | S08 | . | T015 | 0.06 | 2.5548
DK_CA_Kbh | . | S08 | . | T016 | 0.03 | 1.2774
DK_CA_Kbh | . | S08 | . | T017 | 0.06 | 2.5548
DK_CA_Kbh | . | S08 | . | T018 | 0.06 | 2.5548
DK_CA_Kbh | . | S08 | . | T019 | 0.03 | 1.2774
DK_CA_Kbh | . | S08 | . | T020 | 0 | 0
DK_CA_Kbh | . | S08 | . | T021 | 0.03 | 1.2774
DK_CA_Kbh | . | S08 | . | T022 | 0.03 | 1.2774
DK_CA_Kbh | . | S08 | . | T023 | 0.03 | 1.2774
DK_CA_Kbh | . | S08 | . | T024 | 0.06 | 2.5548
DK_CA_Kbh | . | S08 | . | T025 | 0.12 | 5.1097
DK_CA_Kbh | . | S08 | . | T026 | 0.12 | 5.1097
DK_CA_Kbh | . | S08 | . | T027 | 0.12 | 5.1097
DK_CA_Kbh | . | S08 | . | T028 | 0.3 | 12.7742
DK_CA_Kbh | . | S08 | . | T029 | 0.3 | 12.7742
DK_CA_Kbh | . | S08 | . | T030 | 0.3 | 12.7742
DK_CA_Kbh | . | S08 | . | T031 | 0.42 | 17.8839
DK_CA_Kbh | . | S08 | . | T032 | 0.42 | 17.8839
DK_CA_Kbh | . | S08 | . | T033 | 0.42 | 17.8839
DK_CA_Kbh | . | S08 | . | T034 | 0.42 | 17.8839
DK_CA_Kbh | . | S08 | . | T035 | 0.3 | 12.7742
DK_CA_Kbh | . | S08 | . | T036 | 0.3 | 12.7742
DK_CA_Kbh | . | S08 | . | T037 | 0.42 | 17.8839
DK_CA_Kbh | . | S08 | . | T038 | 0.3 | 12.7742
DK_CA_Kbh | . | S08 | . | T039 | 0.3 | 12.7742
DK_CA_Kbh | . | S08 | . | T040 | 0.3 | 12.7742
DK_CA_Kbh | . | S08 | . | T041 | 0.57 | 24.271
DK_CA_Kbh | . | S08 | . | T042 | 0.72 | 30.658
DK_CA_Kbh | . | S08 | . | T043 | 0.85 | 36.1935
DK_CA_Kbh | . | S08 | . | T044 | 0.72 | 30.658
DK_CA_Kbh | . | S08 | . | T045 | 0.72 | 30.658
DK_CA_Kbh | . | S08 | . | T046 | 0.85 | 36.1935
DK_CA_Kbh | . | S08 | . | T047 | 0.85 | 36.1935
DK_CA_Kbh | . | S08 | . | T048 | 0.95 | 40.4516
DK_CA_Kbh | . | S08 | . | T049 | 0.95 | 40.4516
DK_CA_Kbh | . | S08 | . | T050 | 0.95 | 40.4516
DK_CA_Kbh | . | S08 | . | T051 | 0.85 | 36.1935
DK_CA_Kbh | . | S08 | . | T052 | 0.85 | 36.1935
DK_CA_Kbh | . | S08 | . | T053 | 0.72 | 30.658
DK_CA_Kbh | . | S08 | . | T054 | 0.72 | 30.658
DK_CA_Kbh | . | S08 | . | T055 | 0.57 | 24.271
DK_CA_Kbh | . | S08 | . | T056 | 0.57 | 24.271
DK_CA_Kbh | . | S08 | . | T057 | 0.3 | 12.7742
DK_CA_Kbh | . | S08 | . | T058 | 0.19 | 8.0903
DK_CA_Kbh | . | S08 | . | T059 | 0.19 | 8.0903
DK_CA_Kbh | . | S08 | . | T060 | 0.12 | 5.1097
DK_CA_Kbh | . | S08 | . | T061 | 0.12 | 5.1097
DK_CA_Kbh | . | S08 | . | T062 | 0.12 | 5.1097
DK_CA_Kbh | . | S08 | . | T063 | 0.19 | 8.0903
DK_CA_Kbh | . | S08 | . | T064 | 0.42 | 17.8839
DK_CA_Kbh | . | S08 | . | T065 | 0.72 | 30.658
DK_CA_Kbh | . | S08 | . | T066 | 0.85 | 36.1935
DK_CA_Kbh | . | S08 | . | T067 | 0.95 | 40.4516
DK_CA_Kbh | . | S08 | . | T068 | 0.95 | 40.4516
DK_CA_Kbh | . | S08 | . | T069 | 0.99 | 42.1548
DK_CA_Kbh | . | S08 | . | T070 | 1 | 42.5806
DK_CA_Kbh | . | S08 | . | T071 | 1 | 42.5806
DK_CA_Kbh | . | S08 | . | T072 | 1 | 42.5806
DK_CA_Kbh | . | S08 | . | T073 | 1 | 42.5806
DK_CA_Kbh | . | S08 | . | T074 | 1 | 42.5806
DK_CA_Kbh | . | S08 | . | T075 | 1 | 42.5806
DK_CA_Kbh | . | S08 | . | T076 | 1 | 42.5806
DK_CA_Kbh | . | S08 | . | T077 | 1 | 42.5806
DK_CA_Kbh | . | S08 | . | T078 | 1 | 42.5806
DK_CA_Kbh | . | S08 | . | T079 | 1 | 42.5806
DK_CA_Kbh | . | S08 | . | T080 | 1 | 42.5806
DK_CA_Kbh | . | S08 | . | T081 | 1 | 42.5806
DK_CA_Kbh | . | S08 | . | T082 | 1 | 42.5806
DK_CA_Kbh | . | S08 | . | T083 | 1 | 42.5806
DK_CA_Kbh | . | S08 | . | T084 | 1 | 42.5806
DK_CA_Kbh | . | S08 | . | T085 | 1 | 42.5806
DK_CA_Kbh | . | S08 | . | T086 | 1 | 42.5806
DK_CA_Kbh | . | S08 | . | T087 | 1 | 42.5806
DK_CA_Kbh | . | S08 | . | T088 | 1 | 42.5806
DK_CA_Kbh | . | S08 | . | T089 | 1 | 42.5806
DK_CA_Kbh | . | S08 | . | T090 | 1 | 42.5806
DK_CA_Kbh | . | S08 | . | T091 | 1 | 42.5806
DK_CA_Kbh | . | S08 | . | T092 | 1 | 42.5806
DK_CA_Kbh | . | S08 | . | T093 | 1 | 42.5806
DK_CA_Kbh | . | S08 | . | T094 | 1 | 42.5806
DK_CA_Kbh | . | S08 | . | T095 | 1 | 42.5806
DK_CA_Kbh | . | S08 | . | T096 | 1 | 42.5806
DK_CA_Kbh | . | S08 | . | T097 | 1 | 42.5806
DK_CA_Kbh | . | S08 | . | T098 | 1 | 42.5806
DK_CA_Kbh | . | S08 | . | T099 | 1 | 42.5806
DK_CA_Kbh | . | S08 | . | T100 | 1 | 42.5806
DK_CA_Kbh | . | S08 | . | T101 | 1 | 42.5806
DK_CA_Kbh | . | S08 | . | T102 | 1 | 42.5806
DK_CA_Kbh | . | S08 | . | T103 | 0.99 | 42.1548
DK_CA_Kbh | . | S08 | . | T104 | 0.99 | 42.1548
DK_CA_Kbh | . | S08 | . | T105 | 0.95 | 40.4516
DK_CA_Kbh | . | S08 | . | T106 | 0.85 | 36.1935
DK_CA_Kbh | . | S08 | . | T107 | 0.85 | 36.1935
DK_CA_Kbh | . | S08 | . | T108 | 0.72 | 30.658
DK_CA_Kbh | . | S08 | . | T109 | 0.72 | 30.658
DK_CA_Kbh | . | S08 | . | T110 | 0.57 | 24.271
DK_CA_Kbh | . | S08 | . | T111 | 0.42 | 17.8839
DK_CA_Kbh | . | S08 | . | T112 | 0.3 | 12.7742
DK_CA_Kbh | . | S08 | . | T113 | 0.19 | 8.0903
DK_CA_Kbh | . | S08 | . | T114 | 0.12 | 5.1097
DK_CA_Kbh | . | S08 | . | T115 | 0.19 | 8.0903
DK_CA_Kbh | . | S08 | . | T116 | 0.19 | 8.0903
DK_CA_Kbh | . | S08 | . | T117 | 0.19 | 8.0903
DK_CA_Kbh | . | S08 | . | T118 | 0.12 | 5.1097
DK_CA_Kbh | . | S08 | . | T119 | 0.12 | 5.1097
DK_CA_Kbh | . | S08 | . | T120 | 0.12 | 5.1097
DK_CA_Kbh | . | S08 | . | T121 | 0.19 | 8.0903
DK_CA_Kbh | . | S08 | . | T122 | 0.19 | 8.0903
DK_CA_Kbh | . | S08 | . | T123 | 0.19 | 8.0903
DK_CA_Kbh | . | S08 | . | T124 | 0.12 | 5.1097
DK_CA_Kbh | . | S08 | . | T125 | 0.19 | 8.0903
DK_CA_Kbh | . | S08 | . | T126 | 0.12 | 5.1097
DK_CA_Kbh | . | S08 | . | T127 | 0.12 | 5.1097
DK_CA_Kbh | . | S08 | . | T128 | 0.12 | 5.1097
DK_CA_Kbh | . | S08 | . | T129 | 0.19 | 8.0903
DK_CA_Kbh | . | S08 | . | T130 | 0.19 | 8.0903
DK_CA_Kbh | . | S08 | . | T131 | 0.19 | 8.0903
DK_CA_Kbh | . | S08 | . | T132 | 0.12 | 5.1097
DK_CA_Kbh | . | S08 | . | T133 | 0.12 | 5.1097
DK_CA_Kbh | . | S08 | . | T134 | 0.12 | 5.1097
DK_CA_Kbh | . | S08 | . | T135 | 0.12 | 5.1097
DK_CA_Kbh | . | S08 | . | T136 | 0.19 | 8.0903
DK_CA_Kbh | . | S08 | . | T137 | 0.19 | 8.0903
DK_CA_Kbh | . | S08 | . | T138 | 0.19 | 8.0903
DK_CA_Kbh | . | S08 | . | T139 | 0.12 | 5.1097
DK_CA_Kbh | . | S08 | . | T140 | 0.12 | 5.1097
DK_CA_Kbh | . | S08 | . | T141 | 0.12 | 5.1097
DK_CA_Kbh | . | S08 | . | T142 | 0.06 | 2.5548
DK_CA_Kbh | . | S08 | . | T143 | 0.03 | 1.2774
DK_CA_Kbh | . | S08 | . | T144 | 0.03 | 1.2774
DK_CA_Kbh | . | S08 | . | T145 | 0 | 0
DK_CA_Kbh | . | S08 | . | T146 | 0 | 0
DK_CA_Kbh | . | S08 | . | T147 | 0 | 0
DK_CA_Kbh | . | S08 | . | T148 | 0 | 0
DK_CA_Kbh | . | S08 | . | T149 | 0 | 0
DK_CA_Kbh | . | S08 | . | T150 | 0 | 0
DK_CA_Kbh | . | S08 | . | T151 | 0 | 0
DK_CA_Kbh | . | S08 | . | T152 | 0 | 0
DK_CA_Kbh | . | S08 | . | T153 | 0 | 0
DK_CA_Kbh | . | S08 | . | T154 | 0 | 0
DK_CA_Kbh | . | S08 | . | T155 | 0 | 0
DK_CA_Kbh | . | S08 | . | T156 | 0.03 | 1.2774
DK_CA_Kbh | . | S08 | . | T157 | 0.06 | 2.5548
DK_CA_Kbh | . | S08 | . | T158 | 0.06 | 2.5548
DK_CA_Kbh | . | S08 | . | T159 | 0.12 | 5.1097
DK_CA_Kbh | . | S08 | . | T160 | 0.3 | 12.7742
DK_CA_Kbh | . | S08 | . | T161 | 0.3 | 12.7742
DK_CA_Kbh | . | S08 | . | T162 | 0.42 | 17.8839
DK_CA_Kbh | . | S08 | . | T163 | 0.42 | 17.8839
DK_CA_Kbh | . | S08 | . | T164 | 0.42 | 17.8839
DK_CA_Kbh | . | S08 | . | T165 | 0.57 | 24.271
DK_CA_Kbh | . | S08 | . | T166 | 0.57 | 24.271
DK_CA_Kbh | . | S08 | . | T167 | 0.42 | 17.8839
DK_CA_Kbh | . | S08 | . | T168 | 0.3 | 12.7742
DK_CA_Kbh | . | S09 | . | T001 | 0.19 | 8.0903
DK_CA_Kbh | . | S09 | . | T002 | 0.12 | 5.1097
DK_CA_Kbh | . | S09 | . | T003 | 0.12 | 5.1097
DK_CA_Kbh | . | S09 | . | T004 | 0.12 | 5.1097
DK_CA_Kbh | . | S09 | . | T005 | 0.12 | 5.1097
DK_CA_Kbh | . | S09 | . | T006 | 0.19 | 8.0903
DK_CA_Kbh | . | S09 | . | T007 | 0.19 | 8.0903
DK_CA_Kbh | . | S09 | . | T008 | 0.19 | 8.0903
DK_CA_Kbh | . | S09 | . | T009 | 0.19 | 8.0903
DK_CA_Kbh | . | S09 | . | T010 | 0.19 | 8.0903
DK_CA_Kbh | . | S09 | . | T011 | 0.12 | 5.1097
DK_CA_Kbh | . | S09 | . | T012 | 0.12 | 5.1097
DK_CA_Kbh | . | S09 | . | T013 | 0.06 | 2.5548
DK_CA_Kbh | . | S09 | . | T014 | 0.03 | 1.2774
DK_CA_Kbh | . | S09 | . | T015 | 0.03 | 1.2774
DK_CA_Kbh | . | S09 | . | T016 | 0.03 | 1.2774
DK_CA_Kbh | . | S09 | . | T017 | 0 | 0
DK_CA_Kbh | . | S09 | . | T018 | 0 | 0
DK_CA_Kbh | . | S09 | . | T019 | 0 | 0
DK_CA_Kbh | . | S09 | . | T020 | 0 | 0
DK_CA_Kbh | . | S09 | . | T021 | 0 | 0
DK_CA_Kbh | . | S09 | . | T022 | 0 | 0
DK_CA_Kbh | . | S09 | . | T023 | 0 | 0
DK_CA_Kbh | . | S09 | . | T024 | 0 | 0
DK_CA_Kbh | . | S09 | . | T025 | 0 | 0
DK_CA_Kbh | . | S09 | . | T026 | 0 | 0
DK_CA_Kbh | . | S09 | . | T027 | 0 | 0
DK_CA_Kbh | . | S09 | . | T028 | 0 | 0
DK_CA_Kbh | . | S09 | . | T029 | 0.03 | 1.2774
DK_CA_Kbh | . | S09 | . | T030 | 0.03 | 1.2774
DK_CA_Kbh | . | S09 | . | T031 | 0.03 | 1.2774
DK_CA_Kbh | . | S09 | . | T032 | 0.12 | 5.1097
DK_CA_Kbh | . | S09 | . | T033 | 0.06 | 2.5548
DK_CA_Kbh | . | S09 | . | T034 | 0 | 0
DK_CA_Kbh | . | S09 | . | T035 | 0 | 0
DK_CA_Kbh | . | S09 | . | T036 | 0 | 0
DK_CA_Kbh | . | S09 | . | T037 | 0 | 0
DK_CA_Kbh | . | S09 | . | T038 | 0 | 0
DK_CA_Kbh | . | S09 | . | T039 | 0 | 0
DK_CA_Kbh | . | S09 | . | T040 | 0 | 0
DK_CA_Kbh | . | S09 | . | T041 | 0 | 0
DK_CA_Kbh | . | S09 | . | T042 | 0 | 0
DK_CA_Kbh | . | S09 | . | T043 | 0 | 0
DK_CA_Kbh | . | S09 | . | T044 | 0.03 | 1.2774
DK_CA_Kbh | . | S09 | . | T045 | 0.06 | 2.5548
DK_CA_Kbh | . | S09 | . | T046 | 0.12 | 5.1097
DK_CA_Kbh | . | S09 | . | T047 | 0.19 | 8.0903
DK_CA_Kbh | . | S09 | . | T048 | 0.19 | 8.0903
DK_CA_Kbh | . | S09 | . | T049 | 0.3 | 12.7742
DK_CA_Kbh | . | S09 | . | T050 | 0.3 | 12.7742
DK_CA_Kbh | . | S09 | . | T051 | 0.3 | 12.7742
DK_CA_Kbh | . | S09 | . | T052 | 0.3 | 12.7742
DK_CA_Kbh | . | S09 | . | T053 | 0.19 | 8.0903
DK_CA_Kbh | . | S09 | . | T054 | 0.12 | 5.1097
DK_CA_Kbh | . | S09 | . | T055 | 0.12 | 5.1097
DK_CA_Kbh | . | S09 | . | T056 | 0.12 | 5.1097
DK_CA_Kbh | . | S09 | . | T057 | 0.12 | 5.1097
DK_CA_Kbh | . | S09 | . | T058 | 0.12 | 5.1097
DK_CA_Kbh | . | S09 | . | T059 | 0.12 | 5.1097
DK_CA_Kbh | . | S09 | . | T060 | 0.12 | 5.1097
DK_CA_Kbh | . | S09 | . | T061 | 0.12 | 5.1097
DK_CA_Kbh | . | S09 | . | T062 | 0.12 | 5.1097
DK_CA_Kbh | . | S09 | . | T063 | 0.12 | 5.1097
DK_CA_Kbh | . | S09 | . | T064 | 0.12 | 5.1097
DK_CA_Kbh | . | S09 | . | T065 | 0.12 | 5.1097
DK_CA_Kbh | . | S09 | . | T066 | 0.12 | 5.1097
DK_CA_Kbh | . | S09 | . | T067 | 0.12 | 5.1097
DK_CA_Kbh | . | S09 | . | T068 | 0.12 | 5.1097
DK_CA_Kbh | . | S09 | . | T069 | 0.12 | 5.1097
DK_CA_Kbh | . | S09 | . | T070 | 0.12 | 5.1097
DK_CA_Kbh | . | S09 | . | T071 | 0.12 | 5.1097
DK_CA_Kbh | . | S09 | . | T072 | 0.06 | 2.5548
DK_CA_Kbh | . | S09 | . | T073 | 0.06 | 2.5548
DK_CA_Kbh | . | S09 | . | T074 | 0.03 | 1.2774
DK_CA_Kbh | . | S09 | . | T075 | 0.06 | 2.5548
DK_CA_Kbh | . | S09 | . | T076 | 0.06 | 2.5548
DK_CA_Kbh | . | S09 | . | T077 | 0.06 | 2.5548
DK_CA_Kbh | . | S09 | . | T078 | 0.06 | 2.5548
DK_CA_Kbh | . | S09 | . | T079 | 0.06 | 2.5548
DK_CA_Kbh | . | S09 | . | T080 | 0 | 0
DK_CA_Kbh | . | S09 | . | T081 | 0 | 0
DK_CA_Kbh | . | S09 | . | T082 | 0 | 0
DK_CA_Kbh | . | S09 | . | T083 | 0 | 0
DK_CA_Kbh | . | S09 | . | T084 | 0.03 | 1.2774
DK_CA_Kbh | . | S09 | . | T085 | 0.03 | 1.2774
DK_CA_Kbh | . | S09 | . | T086 | 0.03 | 1.2774
DK_CA_Kbh | . | S09 | . | T087 | 0.03 | 1.2774
DK_CA_Kbh | . | S09 | . | T088 | 0.03 | 1.2774
DK_CA_Kbh | . | S09 | . | T089 | 0.03 | 1.2774
DK_CA_Kbh | . | S09 | . | T090 | 0.03 | 1.2774
DK_CA_Kbh | . | S09 | . | T091 | 0.06 | 2.5548
DK_CA_Kbh | . | S09 | . | T092 | 0.12 | 5.1097
DK_CA_Kbh | . | S09 | . | T093 | 0.06 | 2.5548
DK_CA_Kbh | . | S09 | . | T094 | 0.06 | 2.5548
DK_CA_Kbh | . | S09 | . | T095 | 0.12 | 5.1097
DK_CA_Kbh | . | S09 | . | T096 | 0.12 | 5.1097
DK_CA_Kbh | . | S09 | . | T097 | 0.3 | 12.7742
DK_CA_Kbh | . | S09 | . | T098 | 0.3 | 12.7742
DK_CA_Kbh | . | S09 | . | T099 | 0.3 | 12.7742
DK_CA_Kbh | . | S09 | . | T100 | 0.3 | 12.7742
DK_CA_Kbh | . | S09 | . | T101 | 0.3 | 12.7742
DK_CA_Kbh | . | S09 | . | T102 | 0.3 | 12.7742
DK_CA_Kbh | . | S09 | . | T103 | 0.3 | 12.7742
DK_CA_Kbh | . | S09 | . | T104 | 0.3 | 12.7742
DK_CA_Kbh | . | S09 | . | T105 | 0.3 | 12.7742
DK_CA_Kbh | . | S09 | . | T106 | 0.3 | 12.7742
DK_CA_Kbh | . | S09 | . | T107 | 0.19 | 8.0903
DK_CA_Kbh | . | S09 | . | T108 | 0.3 | 12.7742
DK_CA_Kbh | . | S09 | . | T109 | 0.3 | 12.7742
DK_CA_Kbh | . | S09 | . | T110 | 0.3 | 12.7742
DK_CA_Kbh | . | S09 | . | T111 | 0.19 | 8.0903
DK_CA_Kbh | . | S09 | . | T112 | 0.19 | 8.0903
DK_CA_Kbh | . | S09 | . | T113 | 0.19 | 8.0903
DK_CA_Kbh | . | S09 | . | T114 | 0.19 | 8.0903
DK_CA_Kbh | . | S09 | . | T115 | 0.3 | 12.7742
DK_CA_Kbh | . | S09 | . | T116 | 0.3 | 12.7742
DK_CA_Kbh | . | S09 | . | T117 | 0.3 | 12.7742
DK_CA_Kbh | . | S09 | . | T118 | 0.19 | 8.0903
DK_CA_Kbh | . | S09 | . | T119 | 0.12 | 5.1097
DK_CA_Kbh | . | S09 | . | T120 | 0.12 | 5.1097
DK_CA_Kbh | . | S09 | . | T121 | 0.12 | 5.1097
DK_CA_Kbh | . | S09 | . | T122 | 0.12 | 5.1097
DK_CA_Kbh | . | S09 | . | T123 | 0.12 | 5.1097
DK_CA_Kbh | . | S09 | . | T124 | 0.19 | 8.0903
DK_CA_Kbh | . | S09 | . | T125 | 0.3 | 12.7742
DK_CA_Kbh | . | S09 | . | T126 | 0.3 | 12.7742
DK_CA_Kbh | . | S09 | . | T127 | 0.3 | 12.7742
DK_CA_Kbh | . | S09 | . | T128 | 0.06 | 2.5548
DK_CA_Kbh | . | S09 | . | T129 | 0.03 | 1.2774
DK_CA_Kbh | . | S09 | . | T130 | 0.03 | 1.2774
DK_CA_Kbh | . | S09 | . | T131 | 0 | 0
DK_CA_Kbh | . | S09 | . | T132 | 0.03 | 1.2774
DK_CA_Kbh | . | S09 | . | T133 | 0.06 | 2.5548
DK_CA_Kbh | . | S09 | . | T134 | 0.06 | 2.5548
DK_CA_Kbh | . | S09 | . | T135 | 0.12 | 5.1097
DK_CA_Kbh | . | S09 | . | T136 | 0.12 | 5.1097
DK_CA_Kbh | . | S09 | . | T137 | 0.06 | 2.5548
DK_CA_Kbh | . | S09 | . | T138 | 0.03 | 1.2774
DK_CA_Kbh | . | S09 | . | T139 | 0.03 | 1.2774
DK_CA_Kbh | . | S09 | . | T140 | 0.03 | 1.2774
DK_CA_Kbh | . | S09 | . | T141 | 0.03 | 1.2774
DK_CA_Kbh | . | S09 | . | T142 | 0 | 0
DK_CA_Kbh | . | S09 | . | T143 | 0 | 0
DK_CA_Kbh | . | S09 | . | T144 | 0 | 0
DK_CA_Kbh | . | S09 | . | T145 | 0 | 0
DK_CA_Kbh | . | S09 | . | T146 | 0 | 0
DK_CA_Kbh | . | S09 | . | T147 | 0 | 0
DK_CA_Kbh | . | S09 | . | T148 | 0 | 0
DK_CA_Kbh | . | S09 | . | T149 | 0.03 | 1.2774
DK_CA_Kbh | . | S09 | . | T150 | 0.03 | 1.2774
DK_CA_Kbh | . | S09 | . | T151 | 0.03 | 1.2774
DK_CA_Kbh | . | S09 | . | T152 | 0.06 | 2.5548
DK_CA_Kbh | . | S09 | . | T153 | 0.06 | 2.5548
DK_CA_Kbh | . | S09 | . | T154 | 0.03 | 1.2774
DK_CA_Kbh | . | S09 | . | T155 | 0.03 | 1.2774
DK_CA_Kbh | . | S09 | . | T156 | 0.03 | 1.2774
DK_CA_Kbh | . | S09 | . | T157 | 0.03 | 1.2774
DK_CA_Kbh | . | S09 | . | T158 | 0.03 | 1.2774
DK_CA_Kbh | . | S09 | . | T159 | 0.03 | 1.2774
DK_CA_Kbh | . | S09 | . | T160 | 0.03 | 1.2774
DK_CA_Kbh | . | S09 | . | T161 | 0.03 | 1.2774
DK_CA_Kbh | . | S09 | . | T162 | 0.06 | 2.5548
DK_CA_Kbh | . | S09 | . | T163 | 0.03 | 1.2774
DK_CA_Kbh | . | S09 | . | T164 | 0.03 | 1.2774
DK_CA_Kbh | . | S09 | . | T165 | 0 | 0
DK_CA_Kbh | . | S09 | . | T166 | 0 | 0
DK_CA_Kbh | . | S09 | . | T167 | 0 | 0
DK_CA_Kbh | . | S09 | . | T168 | 0 | 0
DK_CA_Kbh | . | S10 | . | T001 | 0.03 | 1.2774
DK_CA_Kbh | . | S10 | . | T002 | 0.03 | 1.2774
DK_CA_Kbh | . | S10 | . | T003 | 0.06 | 2.5548
DK_CA_Kbh | . | S10 | . | T004 | 0.03 | 1.2774
DK_CA_Kbh | . | S10 | . | T005 | 0.06 | 2.5548
DK_CA_Kbh | . | S10 | . | T006 | 0.12 | 5.1097
DK_CA_Kbh | . | S10 | . | T007 | 0.19 | 8.0903
DK_CA_Kbh | . | S10 | . | T008 | 0.3 | 12.7742
DK_CA_Kbh | . | S10 | . | T009 | 0.42 | 17.8839
DK_CA_Kbh | . | S10 | . | T010 | 0.3 | 12.7742
DK_CA_Kbh | . | S10 | . | T011 | 0.3 | 12.7742
DK_CA_Kbh | . | S10 | . | T012 | 0.19 | 8.0903
DK_CA_Kbh | . | S10 | . | T013 | 0.19 | 8.0903
DK_CA_Kbh | . | S10 | . | T014 | 0.19 | 8.0903
DK_CA_Kbh | . | S10 | . | T015 | 0.12 | 5.1097
DK_CA_Kbh | . | S10 | . | T016 | 0.12 | 5.1097
DK_CA_Kbh | . | S10 | . | T017 | 0.19 | 8.0903
DK_CA_Kbh | . | S10 | . | T018 | 0.3 | 12.7742
DK_CA_Kbh | . | S10 | . | T019 | 0.42 | 17.8839
DK_CA_Kbh | . | S10 | . | T020 | 0.42 | 17.8839
DK_CA_Kbh | . | S10 | . | T021 | 0.42 | 17.8839
DK_CA_Kbh | . | S10 | . | T022 | 0.3 | 12.7742
DK_CA_Kbh | . | S10 | . | T023 | 0.3 | 12.7742
DK_CA_Kbh | . | S10 | . | T024 | 0.19 | 8.0903
DK_CA_Kbh | . | S10 | . | T025 | 0.19 | 8.0903
DK_CA_Kbh | . | S10 | . | T026 | 0.19 | 8.0903
DK_CA_Kbh | . | S10 | . | T027 | 0.19 | 8.0903
DK_CA_Kbh | . | S10 | . | T028 | 0.12 | 5.1097
DK_CA_Kbh | . | S10 | . | T029 | 0.12 | 5.1097
DK_CA_Kbh | . | S10 | . | T030 | 0.06 | 2.5548
DK_CA_Kbh | . | S10 | . | T031 | 0.03 | 1.2774
DK_CA_Kbh | . | S10 | . | T032 | 0.03 | 1.2774
DK_CA_Kbh | . | S10 | . | T033 | 0 | 0
DK_CA_Kbh | . | S10 | . | T034 | 0 | 0
DK_CA_Kbh | . | S10 | . | T035 | 0 | 0
DK_CA_Kbh | . | S10 | . | T036 | 0 | 0
DK_CA_Kbh | . | S10 | . | T037 | 0 | 0
DK_CA_Kbh | . | S10 | . | T038 | 0 | 0
DK_CA_Kbh | . | S10 | . | T039 | 0 | 0
DK_CA_Kbh | . | S10 | . | T040 | 0 | 0
DK_CA_Kbh | . | S10 | . | T041 | 0 | 0
DK_CA_Kbh | . | S10 | . | T042 | 0 | 0
DK_CA_Kbh | . | S10 | . | T043 | 0.03 | 1.2774
DK_CA_Kbh | . | S10 | . | T044 | 0.03 | 1.2774
DK_CA_Kbh | . | S10 | . | T045 | 0.06 | 2.5548
DK_CA_Kbh | . | S10 | . | T046 | 0.06 | 2.5548
DK_CA_Kbh | . | S10 | . | T047 | 0.06 | 2.5548
DK_CA_Kbh | . | S10 | . | T048 | 0.12 | 5.1097
DK_CA_Kbh | . | S10 | . | T049 | 0.12 | 5.1097
DK_CA_Kbh | . | S10 | . | T050 | 0.12 | 5.1097
DK_CA_Kbh | . | S10 | . | T051 | 0.19 | 8.0903
DK_CA_Kbh | . | S10 | . | T052 | 0.19 | 8.0903
DK_CA_Kbh | . | S10 | . | T053 | 0.19 | 8.0903
DK_CA_Kbh | . | S10 | . | T054 | 0.19 | 8.0903
DK_CA_Kbh | . | S10 | . | T055 | 0.19 | 8.0903
DK_CA_Kbh | . | S10 | . | T056 | 0.42 | 17.8839
DK_CA_Kbh | . | S10 | . | T057 | 0.3 | 12.7742
DK_CA_Kbh | . | S10 | . | T058 | 0.12 | 5.1097
DK_CA_Kbh | . | S10 | . | T059 | 0.19 | 8.0903
DK_CA_Kbh | . | S10 | . | T060 | 0.19 | 8.0903
DK_CA_Kbh | . | S10 | . | T061 | 0.19 | 8.0903
DK_CA_Kbh | . | S10 | . | T062 | 0.19 | 8.0903
DK_CA_Kbh | . | S10 | . | T063 | 0.12 | 5.1097
DK_CA_Kbh | . | S10 | . | T064 | 0.12 | 5.1097
DK_CA_Kbh | . | S10 | . | T065 | 0.12 | 5.1097
DK_CA_Kbh | . | S10 | . | T066 | 0.06 | 2.5548
DK_CA_Kbh | . | S10 | . | T067 | 0.06 | 2.5548
DK_CA_Kbh | . | S10 | . | T068 | 0.06 | 2.5548
DK_CA_Kbh | . | S10 | . | T069 | 0.06 | 2.5548
DK_CA_Kbh | . | S10 | . | T070 | 0.06 | 2.5548
DK_CA_Kbh | . | S10 | . | T071 | 0.12 | 5.1097
DK_CA_Kbh | . | S10 | . | T072 | 0.06 | 2.5548
DK_CA_Kbh | . | S10 | . | T073 | 0.06 | 2.5548
DK_CA_Kbh | . | S10 | . | T074 | 0.06 | 2.5548
DK_CA_Kbh | . | S10 | . | T075 | 0.06 | 2.5548
DK_CA_Kbh | . | S10 | . | T076 | 0.12 | 5.1097
DK_CA_Kbh | . | S10 | . | T077 | 0.12 | 5.1097
DK_CA_Kbh | . | S10 | . | T078 | 0.12 | 5.1097
DK_CA_Kbh | . | S10 | . | T079 | 0.19 | 8.0903
DK_CA_Kbh | . | S10 | . | T080 | 0.3 | 12.7742
DK_CA_Kbh | . | S10 | . | T081 | 0.3 | 12.7742
DK_CA_Kbh | . | S10 | . | T082 | 0.42 | 17.8839
DK_CA_Kbh | . | S10 | . | T083 | 0.42 | 17.8839
DK_CA_Kbh | . | S10 | . | T084 | 0.57 | 24.271
DK_CA_Kbh | . | S10 | . | T085 | 0.57 | 24.271
DK_CA_Kbh | . | S10 | . | T086 | 0.57 | 24.271
DK_CA_Kbh | . | S10 | . | T087 | 0.72 | 30.658
DK_CA_Kbh | . | S10 | . | T088 | 0.57 | 24.271
DK_CA_Kbh | . | S10 | . | T089 | 0.57 | 24.271
DK_CA_Kbh | . | S10 | . | T090 | 0.57 | 24.271
DK_CA_Kbh | . | S10 | . | T091 | 0.57 | 24.271
DK_CA_Kbh | . | S10 | . | T092 | 0.57 | 24.271
DK_CA_Kbh | . | S10 | . | T093 | 0.42 | 17.8839
DK_CA_Kbh | . | S10 | . | T094 | 0.42 | 17.8839
DK_CA_Kbh | . | S10 | . | T095 | 0.19 | 8.0903
DK_CA_Kbh | . | S10 | . | T096 | 0.12 | 5.1097
DK_CA_Kbh | . | S10 | . | T097 | 0.06 | 2.5548
DK_CA_Kbh | . | S10 | . | T098 | 0.06 | 2.5548
DK_CA_Kbh | . | S10 | . | T099 | 0.06 | 2.5548
DK_CA_Kbh | . | S10 | . | T100 | 0.03 | 1.2774
DK_CA_Kbh | . | S10 | . | T101 | 0.03 | 1.2774
DK_CA_Kbh | . | S10 | . | T102 | 0 | 0
DK_CA_Kbh | . | S10 | . | T103 | 0 | 0
DK_CA_Kbh | . | S10 | . | T104 | 0 | 0
DK_CA_Kbh | . | S10 | . | T105 | 0 | 0
DK_CA_Kbh | . | S10 | . | T106 | 0 | 0
DK_CA_Kbh | . | S10 | . | T107 | 0 | 0
DK_CA_Kbh | . | S10 | . | T108 | 0 | 0
DK_CA_Kbh | . | S10 | . | T109 | 0.03 | 1.2774
DK_CA_Kbh | . | S10 | . | T110 | 0.03 | 1.2774
DK_CA_Kbh | . | S10 | . | T111 | 0.06 | 2.5548
DK_CA_Kbh | . | S10 | . | T112 | 0.12 | 5.1097
DK_CA_Kbh | . | S10 | . | T113 | 0.12 | 5.1097
DK_CA_Kbh | . | S10 | . | T114 | 0.19 | 8.0903
DK_CA_Kbh | . | S10 | . | T115 | 0.19 | 8.0903
DK_CA_Kbh | . | S10 | . | T116 | 0.3 | 12.7742
DK_CA_Kbh | . | S10 | . | T117 | 0.19 | 8.0903
DK_CA_Kbh | . | S10 | . | T118 | 0.3 | 12.7742
DK_CA_Kbh | . | S10 | . | T119 | 0.3 | 12.7742
DK_CA_Kbh | . | S10 | . | T120 | 0.42 | 17.8839
DK_CA_Kbh | . | S10 | . | T121 | 0.57 | 24.271
DK_CA_Kbh | . | S10 | . | T122 | 0.57 | 24.271
DK_CA_Kbh | . | S10 | . | T123 | 0.57 | 24.271
DK_CA_Kbh | . | S10 | . | T124 | 0.57 | 24.271
DK_CA_Kbh | . | S10 | . | T125 | 0.42 | 17.8839
DK_CA_Kbh | . | S10 | . | T126 | 0.42 | 17.8839
DK_CA_Kbh | . | S10 | . | T127 | 0.42 | 17.8839
DK_CA_Kbh | . | S10 | . | T128 | 0.3 | 12.7742
DK_CA_Kbh | . | S10 | . | T129 | 0.19 | 8.0903
DK_CA_Kbh | . | S10 | . | T130 | 0.12 | 5.1097
DK_CA_Kbh | . | S10 | . | T131 | 0.12 | 5.1097
DK_CA_Kbh | . | S10 | . | T132 | 0.12 | 5.1097
DK_CA_Kbh | . | S10 | . | T133 | 0.19 | 8.0903
DK_CA_Kbh | . | S10 | . | T134 | 0.19 | 8.0903
DK_CA_Kbh | . | S10 | . | T135 | 0.3 | 12.7742
DK_CA_Kbh | . | S10 | . | T136 | 0.19 | 8.0903
DK_CA_Kbh | . | S10 | . | T137 | 0.19 | 8.0903
DK_CA_Kbh | . | S10 | . | T138 | 0.19 | 8.0903
DK_CA_Kbh | . | S10 | . | T139 | 0.19 | 8.0903
DK_CA_Kbh | . | S10 | . | T140 | 0.19 | 8.0903
DK_CA_Kbh | . | S10 | . | T141 | 0.19 | 8.0903
DK_CA_Kbh | . | S10 | . | T142 | 0.19 | 8.0903
DK_CA_Kbh | . | S10 | . | T143 | 0.19 | 8.0903
DK_CA_Kbh | . | S10 | . | T144 | 0.19 | 8.0903
DK_CA_Kbh | . | S10 | . | T145 | 0.19 | 8.0903
DK_CA_Kbh | . | S10 | . | T146 | 0.19 | 8.0903
DK_CA_Kbh | . | S10 | . | T147 | 0.19 | 8.0903
DK_CA_Kbh | . | S10 | . | T148 | 0.3 | 12.7742
DK_CA_Kbh | . | S10 | . | T149 | 0.3 | 12.7742
DK_CA_Kbh | . | S10 | . | T150 | 0.3 | 12.7742
DK_CA_Kbh | . | S10 | . | T151 | 0.3 | 12.7742
DK_CA_Kbh | . | S10 | . | T152 | 0.12 | 5.1097
DK_CA_Kbh | . | S10 | . | T153 | 0.19 | 8.0903
DK_CA_Kbh | . | S10 | . | T154 | 0.19 | 8.0903
DK_CA_Kbh | . | S10 | . | T155 | 0.19 | 8.0903
DK_CA_Kbh | . | S10 | . | T156 | 0.19 | 8.0903
DK_CA_Kbh | . | S10 | . | T157 | 0.19 | 8.0903
DK_CA_Kbh | . | S10 | . | T158 | 0.19 | 8.0903
DK_CA_Kbh | . | S10 | . | T159 | 0.19 | 8.0903
DK_CA_Kbh | . | S10 | . | T160 | 0.12 | 5.1097
DK_CA_Kbh | . | S10 | . | T161 | 0.12 | 5.1097
DK_CA_Kbh | . | S10 | . | T162 | 0.12 | 5.1097
DK_CA_Kbh | . | S10 | . | T163 | 0.06 | 2.5548
DK_CA_Kbh | . | S10 | . | T164 | 0.06 | 2.5548
DK_CA_Kbh | . | S10 | . | T165 | 0.06 | 2.5548
DK_CA_Kbh | . | S10 | . | T166 | 0.12 | 5.1097
DK_CA_Kbh | . | S10 | . | T167 | 0.12 | 5.1097
DK_CA_Kbh | . | S10 | . | T168 | 0.06 | 2.5548
DK_CA_Kbh | . | S11 | . | T001 | 0.06 | 2.5548
DK_CA_Kbh | . | S11 | . | T002 | 0.06 | 2.5548
DK_CA_Kbh | . | S11 | . | T003 | 0.12 | 5.1097
DK_CA_Kbh | . | S11 | . | T004 | 0.06 | 2.5548
DK_CA_Kbh | . | S11 | . | T005 | 0.06 | 2.5548
DK_CA_Kbh | . | S11 | . | T006 | 0.12 | 5.1097
DK_CA_Kbh | . | S11 | . | T007 | 0.12 | 5.1097
DK_CA_Kbh | . | S11 | . | T008 | 0.12 | 5.1097
DK_CA_Kbh | . | S11 | . | T009 | 0.19 | 8.0903
DK_CA_Kbh | . | S11 | . | T010 | 0.19 | 8.0903
DK_CA_Kbh | . | S11 | . | T011 | 0.19 | 8.0903
DK_CA_Kbh | . | S11 | . | T012 | 0.19 | 8.0903
DK_CA_Kbh | . | S11 | . | T013 | 0.19 | 8.0903
DK_CA_Kbh | . | S11 | . | T014 | 0.19 | 8.0903
DK_CA_Kbh | . | S11 | . | T015 | 0.19 | 8.0903
DK_CA_Kbh | . | S11 | . | T016 | 0.19 | 8.0903
DK_CA_Kbh | . | S11 | . | T017 | 0.19 | 8.0903
DK_CA_Kbh | . | S11 | . | T018 | 0.19 | 8.0903
DK_CA_Kbh | . | S11 | . | T019 | 0.19 | 8.0903
DK_CA_Kbh | . | S11 | . | T020 | 0.19 | 8.0903
DK_CA_Kbh | . | S11 | . | T021 | 0.19 | 8.0903
DK_CA_Kbh | . | S11 | . | T022 | 0.19 | 8.0903
DK_CA_Kbh | . | S11 | . | T023 | 0.12 | 5.1097
DK_CA_Kbh | . | S11 | . | T024 | 0.3 | 12.7742
DK_CA_Kbh | . | S11 | . | T025 | 0.42 | 17.8839
DK_CA_Kbh | . | S11 | . | T026 | 0.42 | 17.8839
DK_CA_Kbh | . | S11 | . | T027 | 0.42 | 17.8839
DK_CA_Kbh | . | S11 | . | T028 | 0.57 | 24.271
DK_CA_Kbh | . | S11 | . | T029 | 0.85 | 36.1935
DK_CA_Kbh | . | S11 | . | T030 | 0.85 | 36.1935
DK_CA_Kbh | . | S11 | . | T031 | 0.99 | 42.1548
DK_CA_Kbh | . | S11 | . | T032 | 0.95 | 40.4516
DK_CA_Kbh | . | S11 | . | T033 | 0.95 | 40.4516
DK_CA_Kbh | . | S11 | . | T034 | 0.95 | 40.4516
DK_CA_Kbh | . | S11 | . | T035 | 0.99 | 42.1548
DK_CA_Kbh | . | S11 | . | T036 | 0.99 | 42.1548
DK_CA_Kbh | . | S11 | . | T037 | 0.99 | 42.1548
DK_CA_Kbh | . | S11 | . | T038 | 1 | 42.5806
DK_CA_Kbh | . | S11 | . | T039 | 0.99 | 42.1548
DK_CA_Kbh | . | S11 | . | T040 | 0.99 | 42.1548
DK_CA_Kbh | . | S11 | . | T041 | 0.95 | 40.4516
DK_CA_Kbh | . | S11 | . | T042 | 0.72 | 30.658
DK_CA_Kbh | . | S11 | . | T043 | 0.57 | 24.271
DK_CA_Kbh | . | S11 | . | T044 | 0.42 | 17.8839
DK_CA_Kbh | . | S11 | . | T045 | 0.42 | 17.8839
DK_CA_Kbh | . | S11 | . | T046 | 0.3 | 12.7742
DK_CA_Kbh | . | S11 | . | T047 | 0.3 | 12.7742
DK_CA_Kbh | . | S11 | . | T048 | 0.3 | 12.7742
DK_CA_Kbh | . | S11 | . | T049 | 0.3 | 12.7742
DK_CA_Kbh | . | S11 | . | T050 | 0.42 | 17.8839
DK_CA_Kbh | . | S11 | . | T051 | 0.3 | 12.7742
DK_CA_Kbh | . | S11 | . | T052 | 0.42 | 17.8839
DK_CA_Kbh | . | S11 | . | T053 | 0.42 | 17.8839
DK_CA_Kbh | . | S11 | . | T054 | 0.42 | 17.8839
DK_CA_Kbh | . | S11 | . | T055 | 0.3 | 12.7742
DK_CA_Kbh | . | S11 | . | T056 | 0.42 | 17.8839
DK_CA_Kbh | . | S11 | . | T057 | 0.57 | 24.271
DK_CA_Kbh | . | S11 | . | T058 | 0.57 | 24.271
DK_CA_Kbh | . | S11 | . | T059 | 0.57 | 24.271
DK_CA_Kbh | . | S11 | . | T060 | 0.42 | 17.8839
DK_CA_Kbh | . | S11 | . | T061 | 0.42 | 17.8839
DK_CA_Kbh | . | S11 | . | T062 | 0.42 | 17.8839
DK_CA_Kbh | . | S11 | . | T063 | 0.3 | 12.7742
DK_CA_Kbh | . | S11 | . | T064 | 0.3 | 12.7742
DK_CA_Kbh | . | S11 | . | T065 | 0.19 | 8.0903
DK_CA_Kbh | . | S11 | . | T066 | 0.19 | 8.0903
DK_CA_Kbh | . | S11 | . | T067 | 0.3 | 12.7742
DK_CA_Kbh | . | S11 | . | T068 | 0.42 | 17.8839
DK_CA_Kbh | . | S11 | . | T069 | 0.42 | 17.8839
DK_CA_Kbh | . | S11 | . | T070 | 0.42 | 17.8839
DK_CA_Kbh | . | S11 | . | T071 | 0.3 | 12.7742
DK_CA_Kbh | . | S11 | . | T072 | 0.12 | 5.1097
DK_CA_Kbh | . | S11 | . | T073 | 0.06 | 2.5548
DK_CA_Kbh | . | S11 | . | T074 | 0.12 | 5.1097
DK_CA_Kbh | . | S11 | . | T075 | 0.12 | 5.1097
DK_CA_Kbh | . | S11 | . | T076 | 0.06 | 2.5548
DK_CA_Kbh | . | S11 | . | T077 | 0.03 | 1.2774
DK_CA_Kbh | . | S11 | . | T078 | 0.03 | 1.2774
DK_CA_Kbh | . | S11 | . | T079 | 0 | 0
DK_CA_Kbh | . | S11 | . | T080 | 0.06 | 2.5548
DK_CA_Kbh | . | S11 | . | T081 | 0.03 | 1.2774
DK_CA_Kbh | . | S11 | . | T082 | 0.03 | 1.2774
DK_CA_Kbh | . | S11 | . | T083 | 0.06 | 2.5548
DK_CA_Kbh | . | S11 | . | T084 | 0.12 | 5.1097
DK_CA_Kbh | . | S11 | . | T085 | 0.3 | 12.7742
DK_CA_Kbh | . | S11 | . | T086 | 0.42 | 17.8839
DK_CA_Kbh | . | S11 | . | T087 | 0.42 | 17.8839
DK_CA_Kbh | . | S11 | . | T088 | 0.3 | 12.7742
DK_CA_Kbh | . | S11 | . | T089 | 0.42 | 17.8839
DK_CA_Kbh | . | S11 | . | T090 | 0.42 | 17.8839
DK_CA_Kbh | . | S11 | . | T091 | 0.57 | 24.271
DK_CA_Kbh | . | S11 | . | T092 | 0.57 | 24.271
DK_CA_Kbh | . | S11 | . | T093 | 0.42 | 17.8839
DK_CA_Kbh | . | S11 | . | T094 | 0.42 | 17.8839
DK_CA_Kbh | . | S11 | . | T095 | 0.3 | 12.7742
DK_CA_Kbh | . | S11 | . | T096 | 0.3 | 12.7742
DK_CA_Kbh | . | S11 | . | T097 | 0.19 | 8.0903
DK_CA_Kbh | . | S11 | . | T098 | 0.19 | 8.0903
DK_CA_Kbh | . | S11 | . | T099 | 0.12 | 5.1097
DK_CA_Kbh | . | S11 | . | T100 | 0.12 | 5.1097
DK_CA_Kbh | . | S11 | . | T101 | 0.12 | 5.1097
DK_CA_Kbh | . | S11 | . | T102 | 0.12 | 5.1097
DK_CA_Kbh | . | S11 | . | T103 | 0.12 | 5.1097
DK_CA_Kbh | . | S11 | . | T104 | 0.12 | 5.1097
DK_CA_Kbh | . | S11 | . | T105 | 0.12 | 5.1097
DK_CA_Kbh | . | S11 | . | T106 | 0.06 | 2.5548
DK_CA_Kbh | . | S11 | . | T107 | 0.06 | 2.5548
DK_CA_Kbh | . | S11 | . | T108 | 0.06 | 2.5548
DK_CA_Kbh | . | S11 | . | T109 | 0.06 | 2.5548
DK_CA_Kbh | . | S11 | . | T110 | 0.06 | 2.5548
DK_CA_Kbh | . | S11 | . | T111 | 0.06 | 2.5548
DK_CA_Kbh | . | S11 | . | T112 | 0.06 | 2.5548
DK_CA_Kbh | . | S11 | . | T113 | 0.06 | 2.5548
DK_CA_Kbh | . | S11 | . | T114 | 0.06 | 2.5548
DK_CA_Kbh | . | S11 | . | T115 | 0.12 | 5.1097
DK_CA_Kbh | . | S11 | . | T116 | 0.06 | 2.5548
DK_CA_Kbh | . | S11 | . | T117 | 0.12 | 5.1097
DK_CA_Kbh | . | S11 | . | T118 | 0.12 | 5.1097
DK_CA_Kbh | . | S11 | . | T119 | 0.12 | 5.1097
DK_CA_Kbh | . | S11 | . | T120 | 0.12 | 5.1097
DK_CA_Kbh | . | S11 | . | T121 | 0.19 | 8.0903
DK_CA_Kbh | . | S11 | . | T122 | 0.3 | 12.7742
DK_CA_Kbh | . | S11 | . | T123 | 0.3 | 12.7742
DK_CA_Kbh | . | S11 | . | T124 | 0.3 | 12.7742
DK_CA_Kbh | . | S11 | . | T125 | 0.19 | 8.0903
DK_CA_Kbh | . | S11 | . | T126 | 0.19 | 8.0903
DK_CA_Kbh | . | S11 | . | T127 | 0.12 | 5.1097
DK_CA_Kbh | . | S11 | . | T128 | 0.12 | 5.1097
DK_CA_Kbh | . | S11 | . | T129 | 0.19 | 8.0903
DK_CA_Kbh | . | S11 | . | T130 | 0.19 | 8.0903
DK_CA_Kbh | . | S11 | . | T131 | 0.19 | 8.0903
DK_CA_Kbh | . | S11 | . | T132 | 0.19 | 8.0903
DK_CA_Kbh | . | S11 | . | T133 | 0.19 | 8.0903
DK_CA_Kbh | . | S11 | . | T134 | 0.12 | 5.1097
DK_CA_Kbh | . | S11 | . | T135 | 0.12 | 5.1097
DK_CA_Kbh | . | S11 | . | T136 | 0.12 | 5.1097
DK_CA_Kbh | . | S11 | . | T137 | 0.12 | 5.1097
DK_CA_Kbh | . | S11 | . | T138 | 0.19 | 8.0903
DK_CA_Kbh | . | S11 | . | T139 | 0.3 | 12.7742
DK_CA_Kbh | . | S11 | . | T140 | 0.3 | 12.7742
DK_CA_Kbh | . | S11 | . | T141 | 0.3 | 12.7742
DK_CA_Kbh | . | S11 | . | T142 | 0.19 | 8.0903
DK_CA_Kbh | . | S11 | . | T143 | 0.12 | 5.1097
DK_CA_Kbh | . | S11 | . | T144 | 0.12 | 5.1097
DK_CA_Kbh | . | S11 | . | T145 | 0.06 | 2.5548
DK_CA_Kbh | . | S11 | . | T146 | 0.03 | 1.2774
DK_CA_Kbh | . | S11 | . | T147 | 0 | 0
DK_CA_Kbh | . | S11 | . | T148 | 0 | 0
DK_CA_Kbh | . | S11 | . | T149 | 0 | 0
DK_CA_Kbh | . | S11 | . | T150 | 0 | 0
DK_CA_Kbh | . | S11 | . | T151 | 0 | 0
DK_CA_Kbh | . | S11 | . | T152 | 0 | 0
DK_CA_Kbh | . | S11 | . | T153 | 0 | 0
DK_CA_Kbh | . | S11 | . | T154 | 0 | 0
DK_CA_Kbh | . | S11 | . | T155 | 0 | 0
DK_CA_Kbh | . | S11 | . | T156 | 0 | 0
DK_CA_Kbh | . | S11 | . | T157 | 0.03 | 1.2774
DK_CA_Kbh | . | S11 | . | T158 | 0.06 | 2.5548
DK_CA_Kbh | . | S11 | . | T159 | 0.06 | 2.5548
DK_CA_Kbh | . | S11 | . | T160 | 0.06 | 2.5548
DK_CA_Kbh | . | S11 | . | T161 | 0.03 | 1.2774
DK_CA_Kbh | . | S11 | . | T162 | 0.06 | 2.5548
DK_CA_Kbh | . | S11 | . | T163 | 0.12 | 5.1097
DK_CA_Kbh | . | S11 | . | T164 | 0.3 | 12.7742
DK_CA_Kbh | . | S11 | . | T165 | 0.3 | 12.7742
DK_CA_Kbh | . | S11 | . | T166 | 0.3 | 12.7742
DK_CA_Kbh | . | S11 | . | T167 | 0.3 | 12.7742
DK_CA_Kbh | . | S11 | . | T168 | 0.3 | 12.7742
DK_CA_Kbh | . | S12 | . | T001 | 0.3 | 12.7742
DK_CA_Kbh | . | S12 | . | T002 | 0.3 | 12.7742
DK_CA_Kbh | . | S12 | . | T003 | 0.3 | 12.7742
DK_CA_Kbh | . | S12 | . | T004 | 0.3 | 12.7742
DK_CA_Kbh | . | S12 | . | T005 | 0.3 | 12.7742
DK_CA_Kbh | . | S12 | . | T006 | 0.3 | 12.7742
DK_CA_Kbh | . | S12 | . | T007 | 0.3 | 12.7742
DK_CA_Kbh | . | S12 | . | T008 | 0.3 | 12.7742
DK_CA_Kbh | . | S12 | . | T009 | 0.3 | 12.7742
DK_CA_Kbh | . | S12 | . | T010 | 0.3 | 12.7742
DK_CA_Kbh | . | S12 | . | T011 | 0.3 | 12.7742
DK_CA_Kbh | . | S12 | . | T012 | 0.3 | 12.7742
DK_CA_Kbh | . | S12 | . | T013 | 0.3 | 12.7742
DK_CA_Kbh | . | S12 | . | T014 | 0.3 | 12.7742
DK_CA_Kbh | . | S12 | . | T015 | 0.3 | 12.7742
DK_CA_Kbh | . | S12 | . | T016 | 0.42 | 17.8839
DK_CA_Kbh | . | S12 | . | T017 | 0.42 | 17.8839
DK_CA_Kbh | . | S12 | . | T018 | 0.42 | 17.8839
DK_CA_Kbh | . | S12 | . | T019 | 0.42 | 17.8839
DK_CA_Kbh | . | S12 | . | T020 | 0.42 | 17.8839
DK_CA_Kbh | . | S12 | . | T021 | 0.57 | 24.271
DK_CA_Kbh | . | S12 | . | T022 | 0.57 | 24.271
DK_CA_Kbh | . | S12 | . | T023 | 0.72 | 30.658
DK_CA_Kbh | . | S12 | . | T024 | 0.72 | 30.658
DK_CA_Kbh | . | S12 | . | T025 | 0.85 | 36.1935
DK_CA_Kbh | . | S12 | . | T026 | 0.95 | 40.4516
DK_CA_Kbh | . | S12 | . | T027 | 0.99 | 42.1548
DK_CA_Kbh | . | S12 | . | T028 | 0.99 | 42.1548
DK_CA_Kbh | . | S12 | . | T029 | 0.99 | 42.1548
DK_CA_Kbh | . | S12 | . | T030 | 0.99 | 42.1548
DK_CA_Kbh | . | S12 | . | T031 | 1 | 42.5806
DK_CA_Kbh | . | S12 | . | T032 | 1 | 42.5806
DK_CA_Kbh | . | S12 | . | T033 | 1 | 42.5806
DK_CA_Kbh | . | S12 | . | T034 | 1 | 42.5806
DK_CA_Kbh | . | S12 | . | T035 | 1 | 42.5806
DK_CA_Kbh | . | S12 | . | T036 | 1 | 42.5806
DK_CA_Kbh | . | S12 | . | T037 | 1 | 42.5806
DK_CA_Kbh | . | S12 | . | T038 | 1 | 42.5806
DK_CA_Kbh | . | S12 | . | T039 | 0.99 | 42.1548
DK_CA_Kbh | . | S12 | . | T040 | 0.99 | 42.1548
DK_CA_Kbh | . | S12 | . | T041 | 0.99 | 42.1548
DK_CA_Kbh | . | S12 | . | T042 | 0.95 | 40.4516
DK_CA_Kbh | . | S12 | . | T043 | 0.85 | 36.1935
DK_CA_Kbh | . | S12 | . | T044 | 0.57 | 24.271
DK_CA_Kbh | . | S12 | . | T045 | 0.3 | 12.7742
DK_CA_Kbh | . | S12 | . | T046 | 0.19 | 8.0903
DK_CA_Kbh | . | S12 | . | T047 | 0.19 | 8.0903
DK_CA_Kbh | . | S12 | . | T048 | 0.19 | 8.0903
DK_CA_Kbh | . | S12 | . | T049 | 0.12 | 5.1097
DK_CA_Kbh | . | S12 | . | T050 | 0.12 | 5.1097
DK_CA_Kbh | . | S12 | . | T051 | 0.12 | 5.1097
DK_CA_Kbh | . | S12 | . | T052 | 0.12 | 5.1097
DK_CA_Kbh | . | S12 | . | T053 | 0.12 | 5.1097
DK_CA_Kbh | . | S12 | . | T054 | 0.12 | 5.1097
DK_CA_Kbh | . | S12 | . | T055 | 0.12 | 5.1097
DK_CA_Kbh | . | S12 | . | T056 | 0.12 | 5.1097
DK_CA_Kbh | . | S12 | . | T057 | 0.06 | 2.5548
DK_CA_Kbh | . | S12 | . | T058 | 0.06 | 2.5548
DK_CA_Kbh | . | S12 | . | T059 | 0.12 | 5.1097
DK_CA_Kbh | . | S12 | . | T060 | 0.12 | 5.1097
DK_CA_Kbh | . | S12 | . | T061 | 0.12 | 5.1097
DK_CA_Kbh | . | S12 | . | T062 | 0.12 | 5.1097
DK_CA_Kbh | . | S12 | . | T063 | 0.19 | 8.0903
DK_CA_Kbh | . | S12 | . | T064 | 0.19 | 8.0903
DK_CA_Kbh | . | S12 | . | T065 | 0.12 | 5.1097
DK_CA_Kbh | . | S12 | . | T066 | 0.06 | 2.5548
DK_CA_Kbh | . | S12 | . | T067 | 0.03 | 1.2774
DK_CA_Kbh | . | S12 | . | T068 | 0 | 0
DK_CA_Kbh | . | S12 | . | T069 | 0 | 0
DK_CA_Kbh | . | S12 | . | T070 | 0 | 0
DK_CA_Kbh | . | S12 | . | T071 | 0 | 0
DK_CA_Kbh | . | S12 | . | T072 | 0 | 0
DK_CA_Kbh | . | S12 | . | T073 | 0.03 | 1.2774
DK_CA_Kbh | . | S12 | . | T074 | 0.03 | 1.2774
DK_CA_Kbh | . | S12 | . | T075 | 0.03 | 1.2774
DK_CA_Kbh | . | S12 | . | T076 | 0.03 | 1.2774
DK_CA_Kbh | . | S12 | . | T077 | 0 | 0
DK_CA_Kbh | . | S12 | . | T078 | 0 | 0
DK_CA_Kbh | . | S12 | . | T079 | 0 | 0
DK_CA_Kbh | . | S12 | . | T080 | 0 | 0
DK_CA_Kbh | . | S12 | . | T081 | 0 | 0
DK_CA_Kbh | . | S12 | . | T082 | 0 | 0
DK_CA_Kbh | . | S12 | . | T083 | 0 | 0
DK_CA_Kbh | . | S12 | . | T084 | 0 | 0
DK_CA_Kbh | . | S12 | . | T085 | 0 | 0
DK_CA_Kbh | . | S12 | . | T086 | 0 | 0
DK_CA_Kbh | . | S12 | . | T087 | 0 | 0
DK_CA_Kbh | . | S12 | . | T088 | 0 | 0
DK_CA_Kbh | . | S12 | . | T089 | 0 | 0
DK_CA_Kbh | . | S12 | . | T090 | 0.03 | 1.2774
DK_CA_Kbh | . | S12 | . | T091 | 0.03 | 1.2774
DK_CA_Kbh | . | S12 | . | T092 | 0.03 | 1.2774
DK_CA_Kbh | . | S12 | . | T093 | 0.03 | 1.2774
DK_CA_Kbh | . | S12 | . | T094 | 0.03 | 1.2774
DK_CA_Kbh | . | S12 | . | T095 | 0.06 | 2.5548
DK_CA_Kbh | . | S12 | . | T096 | 0.06 | 2.5548
DK_CA_Kbh | . | S12 | . | T097 | 0.06 | 2.5548
DK_CA_Kbh | . | S12 | . | T098 | 0.06 | 2.5548
DK_CA_Kbh | . | S12 | . | T099 | 0.06 | 2.5548
DK_CA_Kbh | . | S12 | . | T100 | 0.06 | 2.5548
DK_CA_Kbh | . | S12 | . | T101 | 0.12 | 5.1097
DK_CA_Kbh | . | S12 | . | T102 | 0.19 | 8.0903
DK_CA_Kbh | . | S12 | . | T103 | 0.3 | 12.7742
DK_CA_Kbh | . | S12 | . | T104 | 0.42 | 17.8839
DK_CA_Kbh | . | S12 | . | T105 | 0.42 | 17.8839
DK_CA_Kbh | . | S12 | . | T106 | 0.3 | 12.7742
DK_CA_Kbh | . | S12 | . | T107 | 0.3 | 12.7742
DK_CA_Kbh | . | S12 | . | T108 | 0.42 | 17.8839
DK_CA_Kbh | . | S12 | . | T109 | 0.42 | 17.8839
DK_CA_Kbh | . | S12 | . | T110 | 0.42 | 17.8839
DK_CA_Kbh | . | S12 | . | T111 | 0.3 | 12.7742
DK_CA_Kbh | . | S12 | . | T112 | 0.3 | 12.7742
DK_CA_Kbh | . | S12 | . | T113 | 0.19 | 8.0903
DK_CA_Kbh | . | S12 | . | T114 | 0.12 | 5.1097
DK_CA_Kbh | . | S12 | . | T115 | 0.19 | 8.0903
DK_CA_Kbh | . | S12 | . | T116 | 0.3 | 12.7742
DK_CA_Kbh | . | S12 | . | T117 | 0.19 | 8.0903
DK_CA_Kbh | . | S12 | . | T118 | 0.19 | 8.0903
DK_CA_Kbh | . | S12 | . | T119 | 0.19 | 8.0903
DK_CA_Kbh | . | S12 | . | T120 | 0.19 | 8.0903
DK_CA_Kbh | . | S12 | . | T121 | 0.19 | 8.0903
DK_CA_Kbh | . | S12 | . | T122 | 0.19 | 8.0903
DK_CA_Kbh | . | S12 | . | T123 | 0.3 | 12.7742
DK_CA_Kbh | . | S12 | . | T124 | 0.3 | 12.7742
DK_CA_Kbh | . | S12 | . | T125 | 0.3 | 12.7742
DK_CA_Kbh | . | S12 | . | T126 | 0.42 | 17.8839
DK_CA_Kbh | . | S12 | . | T127 | 0.42 | 17.8839
DK_CA_Kbh | . | S12 | . | T128 | 0.42 | 17.8839
DK_CA_Kbh | . | S12 | . | T129 | 0.42 | 17.8839
DK_CA_Kbh | . | S12 | . | T130 | 0.3 | 12.7742
DK_CA_Kbh | . | S12 | . | T131 | 0.19 | 8.0903
DK_CA_Kbh | . | S12 | . | T132 | 0.42 | 17.8839
DK_CA_Kbh | . | S12 | . | T133 | 0.57 | 24.271
DK_CA_Kbh | . | S12 | . | T134 | 0.57 | 24.271
DK_CA_Kbh | . | S12 | . | T135 | 0.72 | 30.658
DK_CA_Kbh | . | S12 | . | T136 | 0.72 | 30.658
DK_CA_Kbh | . | S12 | . | T137 | 0.72 | 30.658
DK_CA_Kbh | . | S12 | . | T138 | 0.72 | 30.658
DK_CA_Kbh | . | S12 | . | T139 | 0.72 | 30.658
DK_CA_Kbh | . | S12 | . | T140 | 0.72 | 30.658
DK_CA_Kbh | . | S12 | . | T141 | 0.57 | 24.271
DK_CA_Kbh | . | S12 | . | T142 | 0.57 | 24.271
DK_CA_Kbh | . | S12 | . | T143 | 0.57 | 24.271
DK_CA_Kbh | . | S12 | . | T144 | 0.57 | 24.271
DK_CA_Kbh | . | S12 | . | T145 | 0.42 | 17.8839
DK_CA_Kbh | . | S12 | . | T146 | 0.42 | 17.8839
DK_CA_Kbh | . | S12 | . | T147 | 0.42 | 17.8839
DK_CA_Kbh | . | S12 | . | T148 | 0.42 | 17.8839
DK_CA_Kbh | . | S12 | . | T149 | 0.42 | 17.8839
DK_CA_Kbh | . | S12 | . | T150 | 0.42 | 17.8839
DK_CA_Kbh | . | S12 | . | T151 | 0.42 | 17.8839
DK_CA_Kbh | . | S12 | . | T152 | 0.42 | 17.8839
DK_CA_Kbh | . | S12 | . | T153 | 0.57 | 24.271
DK_CA_Kbh | . | S12 | . | T154 | 0.57 | 24.271
DK_CA_Kbh | . | S12 | . | T155 | 0.72 | 30.658
DK_CA_Kbh | . | S12 | . | T156 | 0.72 | 30.658
DK_CA_Kbh | . | S12 | . | T157 | 0.85 | 36.1935
DK_CA_Kbh | . | S12 | . | T158 | 0.85 | 36.1935
DK_CA_Kbh | . | S12 | . | T159 | 0.85 | 36.1935
DK_CA_Kbh | . | S12 | . | T160 | 0.85 | 36.1935
DK_CA_Kbh | . | S12 | . | T161 | 0.72 | 30.658
DK_CA_Kbh | . | S12 | . | T162 | 0.72 | 30.658
DK_CA_Kbh | . | S12 | . | T163 | 0.57 | 24.271
DK_CA_Kbh | . | S12 | . | T164 | 0.72 | 30.658
DK_CA_Kbh | . | S12 | . | T165 | 0.72 | 30.658
DK_CA_Kbh | . | S12 | . | T166 | 0.72 | 30.658
DK_CA_Kbh | . | S12 | . | T167 | 0.72 | 30.658
DK_CA_Kbh | . | S12 | . | T168 | 0.72 | 30.658
DK_CA_Kbh | . | S13 | . | T001 | 0.72 | 30.658
DK_CA_Kbh | . | S13 | . | T002 | 0.57 | 24.271
DK_CA_Kbh | . | S13 | . | T003 | 0.57 | 24.271
DK_CA_Kbh | . | S13 | . | T004 | 0.57 | 24.271
DK_CA_Kbh | . | S13 | . | T005 | 0.57 | 24.271
DK_CA_Kbh | . | S13 | . | T006 | 0.57 | 24.271
DK_CA_Kbh | . | S13 | . | T007 | 0.57 | 24.271
DK_CA_Kbh | . | S13 | . | T008 | 0.57 | 24.271
DK_CA_Kbh | . | S13 | . | T009 | 0.57 | 24.271
DK_CA_Kbh | . | S13 | . | T010 | 0.72 | 30.658
DK_CA_Kbh | . | S13 | . | T011 | 0.85 | 36.1935
DK_CA_Kbh | . | S13 | . | T012 | 0.85 | 36.1935
DK_CA_Kbh | . | S13 | . | T013 | 0.95 | 40.4516
DK_CA_Kbh | . | S13 | . | T014 | 0.95 | 40.4516
DK_CA_Kbh | . | S13 | . | T015 | 0.95 | 40.4516
DK_CA_Kbh | . | S13 | . | T016 | 0.85 | 36.1935
DK_CA_Kbh | . | S13 | . | T017 | 0.85 | 36.1935
DK_CA_Kbh | . | S13 | . | T018 | 0.72 | 30.658
DK_CA_Kbh | . | S13 | . | T019 | 0.72 | 30.658
DK_CA_Kbh | . | S13 | . | T020 | 0.57 | 24.271
DK_CA_Kbh | . | S13 | . | T021 | 0.57 | 24.271
DK_CA_Kbh | . | S13 | . | T022 | 0.57 | 24.271
DK_CA_Kbh | . | S13 | . | T023 | 0.57 | 24.271
DK_CA_Kbh | . | S13 | . | T024 | 0.57 | 24.271
DK_CA_Kbh | . | S13 | . | T025 | 0.57 | 24.271
DK_CA_Kbh | . | S13 | . | T026 | 0.57 | 24.271
DK_CA_Kbh | . | S13 | . | T027 | 0.57 | 24.271
DK_CA_Kbh | . | S13 | . | T028 | 0.57 | 24.271
DK_CA_Kbh | . | S13 | . | T029 | 0.57 | 24.271
DK_CA_Kbh | . | S13 | . | T030 | 0.57 | 24.271
DK_CA_Kbh | . | S13 | . | T031 | 0.57 | 24.271
DK_CA_Kbh | . | S13 | . | T032 | 0.3 | 12.7742
DK_CA_Kbh | . | S13 | . | T033 | 0.12 | 5.1097
DK_CA_Kbh | . | S13 | . | T034 | 0.12 | 5.1097
DK_CA_Kbh | . | S13 | . | T035 | 0.12 | 5.1097
DK_CA_Kbh | . | S13 | . | T036 | 0.12 | 5.1097
DK_CA_Kbh | . | S13 | . | T037 | 0.19 | 8.0903
DK_CA_Kbh | . | S13 | . | T038 | 0.12 | 5.1097
DK_CA_Kbh | . | S13 | . | T039 | 0.12 | 5.1097
DK_CA_Kbh | . | S13 | . | T040 | 0.12 | 5.1097
DK_CA_Kbh | . | S13 | . | T041 | 0.12 | 5.1097
DK_CA_Kbh | . | S13 | . | T042 | 0.12 | 5.1097
DK_CA_Kbh | . | S13 | . | T043 | 0.06 | 2.5548
DK_CA_Kbh | . | S13 | . | T044 | 0.06 | 2.5548
DK_CA_Kbh | . | S13 | . | T045 | 0.12 | 5.1097
DK_CA_Kbh | . | S13 | . | T046 | 0.12 | 5.1097
DK_CA_Kbh | . | S13 | . | T047 | 0.19 | 8.0903
DK_CA_Kbh | . | S13 | . | T048 | 0.19 | 8.0903
DK_CA_Kbh | . | S13 | . | T049 | 0.19 | 8.0903
DK_CA_Kbh | . | S13 | . | T050 | 0.19 | 8.0903
DK_CA_Kbh | . | S13 | . | T051 | 0.19 | 8.0903
DK_CA_Kbh | . | S13 | . | T052 | 0.19 | 8.0903
DK_CA_Kbh | . | S13 | . | T053 | 0.19 | 8.0903
DK_CA_Kbh | . | S13 | . | T054 | 0.19 | 8.0903
DK_CA_Kbh | . | S13 | . | T055 | 0.19 | 8.0903
DK_CA_Kbh | . | S13 | . | T056 | 0.19 | 8.0903
DK_CA_Kbh | . | S13 | . | T057 | 0.06 | 2.5548
DK_CA_Kbh | . | S13 | . | T058 | 0.06 | 2.5548
DK_CA_Kbh | . | S13 | . | T059 | 0.19 | 8.0903
DK_CA_Kbh | . | S13 | . | T060 | 0.3 | 12.7742
DK_CA_Kbh | . | S13 | . | T061 | 0.42 | 17.8839
DK_CA_Kbh | . | S13 | . | T062 | 0.42 | 17.8839
DK_CA_Kbh | . | S13 | . | T063 | 0.42 | 17.8839
DK_CA_Kbh | . | S13 | . | T064 | 0.3 | 12.7742
DK_CA_Kbh | . | S13 | . | T065 | 0.3 | 12.7742
DK_CA_Kbh | . | S13 | . | T066 | 0.42 | 17.8839
DK_CA_Kbh | . | S13 | . | T067 | 0.42 | 17.8839
DK_CA_Kbh | . | S13 | . | T068 | 0.42 | 17.8839
DK_CA_Kbh | . | S13 | . | T069 | 0.42 | 17.8839
DK_CA_Kbh | . | S13 | . | T070 | 0.42 | 17.8839
DK_CA_Kbh | . | S13 | . | T071 | 0.42 | 17.8839
DK_CA_Kbh | . | S13 | . | T072 | 0.42 | 17.8839
DK_CA_Kbh | . | S13 | . | T073 | 0.42 | 17.8839
DK_CA_Kbh | . | S13 | . | T074 | 0.42 | 17.8839
DK_CA_Kbh | . | S13 | . | T075 | 0.42 | 17.8839
DK_CA_Kbh | . | S13 | . | T076 | 0.42 | 17.8839
DK_CA_Kbh | . | S13 | . | T077 | 0.42 | 17.8839
DK_CA_Kbh | . | S13 | . | T078 | 0.57 | 24.271
DK_CA_Kbh | . | S13 | . | T079 | 0.57 | 24.271
DK_CA_Kbh | . | S13 | . | T080 | 0.72 | 30.658
DK_CA_Kbh | . | S13 | . | T081 | 0.95 | 40.4516
DK_CA_Kbh | . | S13 | . | T082 | 0.99 | 42.1548
DK_CA_Kbh | . | S13 | . | T083 | 0.99 | 42.1548
DK_CA_Kbh | . | S13 | . | T084 | 0.99 | 42.1548
DK_CA_Kbh | . | S13 | . | T085 | 0.99 | 42.1548
DK_CA_Kbh | . | S13 | . | T086 | 0.99 | 42.1548
DK_CA_Kbh | . | S13 | . | T087 | 0.99 | 42.1548
DK_CA_Kbh | . | S13 | . | T088 | 1 | 42.5806
DK_CA_Kbh | . | S13 | . | T089 | 1 | 42.5806
DK_CA_Kbh | . | S13 | . | T090 | 1 | 42.5806
DK_CA_Kbh | . | S13 | . | T091 | 1 | 42.5806
DK_CA_Kbh | . | S13 | . | T092 | 1 | 42.5806
DK_CA_Kbh | . | S13 | . | T093 | 1 | 42.5806
DK_CA_Kbh | . | S13 | . | T094 | 1 | 42.5806
DK_CA_Kbh | . | S13 | . | T095 | 1 | 42.5806
DK_CA_Kbh | . | S13 | . | T096 | 1 | 42.5806
DK_CA_Kbh | . | S13 | . | T097 | 1 | 42.5806
DK_CA_Kbh | . | S13 | . | T098 | 1 | 42.5806
DK_CA_Kbh | . | S13 | . | T099 | 1 | 42.5806
DK_CA_Kbh | . | S13 | . | T100 | 1 | 42.5806
DK_CA_Kbh | . | S13 | . | T101 | 1 | 42.5806
DK_CA_Kbh | . | S13 | . | T102 | 1 | 42.5806
DK_CA_Kbh | . | S13 | . | T103 | 1 | 42.5806
DK_CA_Kbh | . | S13 | . | T104 | 1 | 42.5806
DK_CA_Kbh | . | S13 | . | T105 | 1 | 42.5806
DK_CA_Kbh | . | S13 | . | T106 | 1 | 42.5806
DK_CA_Kbh | . | S13 | . | T107 | 1 | 42.5806
DK_CA_Kbh | . | S13 | . | T108 | 1 | 42.5806
DK_CA_Kbh | . | S13 | . | T109 | 1 | 42.5806
DK_CA_Kbh | . | S13 | . | T110 | 1 | 42.5806
DK_CA_Kbh | . | S13 | . | T111 | 1 | 42.5806
DK_CA_Kbh | . | S13 | . | T112 | 1 | 42.5806
DK_CA_Kbh | . | S13 | . | T113 | 0.99 | 42.1548
DK_CA_Kbh | . | S13 | . | T114 | 1 | 42.5806
DK_CA_Kbh | . | S13 | . | T115 | 1 | 42.5806
DK_CA_Kbh | . | S13 | . | T116 | 1 | 42.5806
DK_CA_Kbh | . | S13 | . | T117 | 0.99 | 42.1548
DK_CA_Kbh | . | S13 | . | T118 | 0.95 | 40.4516
DK_CA_Kbh | . | S13 | . | T119 | 0.72 | 30.658
DK_CA_Kbh | . | S13 | . | T120 | 0.42 | 17.8839
DK_CA_Kbh | . | S13 | . | T121 | 0.19 | 8.0903
DK_CA_Kbh | . | S13 | . | T122 | 0.12 | 5.1097
DK_CA_Kbh | . | S13 | . | T123 | 0.06 | 2.5548
DK_CA_Kbh | . | S13 | . | T124 | 0.06 | 2.5548
DK_CA_Kbh | . | S13 | . | T125 | 0.06 | 2.5548
DK_CA_Kbh | . | S13 | . | T126 | 0.06 | 2.5548
DK_CA_Kbh | . | S13 | . | T127 | 0.06 | 2.5548
DK_CA_Kbh | . | S13 | . | T128 | 0.06 | 2.5548
DK_CA_Kbh | . | S13 | . | T129 | 0 | 0
DK_CA_Kbh | . | S13 | . | T130 | 0 | 0
DK_CA_Kbh | . | S13 | . | T131 | 0 | 0
DK_CA_Kbh | . | S13 | . | T132 | 0 | 0
DK_CA_Kbh | . | S13 | . | T133 | 0 | 0
DK_CA_Kbh | . | S13 | . | T134 | 0 | 0
DK_CA_Kbh | . | S13 | . | T135 | 0 | 0
DK_CA_Kbh | . | S13 | . | T136 | 0 | 0
DK_CA_Kbh | . | S13 | . | T137 | 0.03 | 1.2774
DK_CA_Kbh | . | S13 | . | T138 | 0.03 | 1.2774
DK_CA_Kbh | . | S13 | . | T139 | 0.03 | 1.2774
DK_CA_Kbh | . | S13 | . | T140 | 0.03 | 1.2774
DK_CA_Kbh | . | S13 | . | T141 | 0.06 | 2.5548
DK_CA_Kbh | . | S13 | . | T142 | 0.06 | 2.5548
DK_CA_Kbh | . | S13 | . | T143 | 0.03 | 1.2774
DK_CA_Kbh | . | S13 | . | T144 | 0.03 | 1.2774
DK_CA_Kbh | . | S13 | . | T145 | 0.03 | 1.2774
DK_CA_Kbh | . | S13 | . | T146 | 0.06 | 2.5548
DK_CA_Kbh | . | S13 | . | T147 | 0.06 | 2.5548
DK_CA_Kbh | . | S13 | . | T148 | 0.06 | 2.5548
DK_CA_Kbh | . | S13 | . | T149 | 0.12 | 5.1097
DK_CA_Kbh | . | S13 | . | T150 | 0.12 | 5.1097
DK_CA_Kbh | . | S13 | . | T151 | 0.12 | 5.1097
DK_CA_Kbh | . | S13 | . | T152 | 0.19 | 8.0903
DK_CA_Kbh | . | S13 | . | T153 | 0.19 | 8.0903
DK_CA_Kbh | . | S13 | . | T154 | 0.19 | 8.0903
DK_CA_Kbh | . | S13 | . | T155 | 0.3 | 12.7742
DK_CA_Kbh | . | S13 | . | T156 | 0.3 | 12.7742
DK_CA_Kbh | . | S13 | . | T157 | 0.3 | 12.7742
DK_CA_Kbh | . | S13 | . | T158 | 0.3 | 12.7742
DK_CA_Kbh | . | S13 | . | T159 | 0.42 | 17.8839
DK_CA_Kbh | . | S13 | . | T160 | 0.57 | 24.271
DK_CA_Kbh | . | S13 | . | T161 | 0.72 | 30.658
DK_CA_Kbh | . | S13 | . | T162 | 0.85 | 36.1935
DK_CA_Kbh | . | S13 | . | T163 | 0.85 | 36.1935
DK_CA_Kbh | . | S13 | . | T164 | 0.95 | 40.4516
DK_CA_Kbh | . | S13 | . | T165 | 0.95 | 40.4516
DK_CA_Kbh | . | S13 | . | T166 | 0.95 | 40.4516
DK_CA_Kbh | . | S13 | . | T167 | 0.85 | 36.1935
DK_CA_Kbh | . | S13 | . | T168 | 0.85 | 36.1935
DK_CA_Kbh | . | S14 | . | T001 | 0.72 | 30.658
DK_CA_Kbh | . | S14 | . | T002 | 0.72 | 30.658
DK_CA_Kbh | . | S14 | . | T003 | 0.57 | 24.271
DK_CA_Kbh | . | S14 | . | T004 | 0.42 | 17.8839
DK_CA_Kbh | . | S14 | . | T005 | 0.42 | 17.8839
DK_CA_Kbh | . | S14 | . | T006 | 0.42 | 17.8839
DK_CA_Kbh | . | S14 | . | T007 | 0.42 | 17.8839
DK_CA_Kbh | . | S14 | . | T008 | 0.3 | 12.7742
DK_CA_Kbh | . | S14 | . | T009 | 0.19 | 8.0903
DK_CA_Kbh | . | S14 | . | T010 | 0.19 | 8.0903
DK_CA_Kbh | . | S14 | . | T011 | 0.12 | 5.1097
DK_CA_Kbh | . | S14 | . | T012 | 0.06 | 2.5548
DK_CA_Kbh | . | S14 | . | T013 | 0.12 | 5.1097
DK_CA_Kbh | . | S14 | . | T014 | 0.12 | 5.1097
DK_CA_Kbh | . | S14 | . | T015 | 0.12 | 5.1097
DK_CA_Kbh | . | S14 | . | T016 | 0.06 | 2.5548
DK_CA_Kbh | . | S14 | . | T017 | 0.12 | 5.1097
DK_CA_Kbh | . | S14 | . | T018 | 0.12 | 5.1097
DK_CA_Kbh | . | S14 | . | T019 | 0.19 | 8.0903
DK_CA_Kbh | . | S14 | . | T020 | 0.3 | 12.7742
DK_CA_Kbh | . | S14 | . | T021 | 0.3 | 12.7742
DK_CA_Kbh | . | S14 | . | T022 | 0.3 | 12.7742
DK_CA_Kbh | . | S14 | . | T023 | 0.3 | 12.7742
DK_CA_Kbh | . | S14 | . | T024 | 0.12 | 5.1097
DK_CA_Kbh | . | S14 | . | T025 | 0.06 | 2.5548
DK_CA_Kbh | . | S14 | . | T026 | 0.06 | 2.5548
DK_CA_Kbh | . | S14 | . | T027 | 0.06 | 2.5548
DK_CA_Kbh | . | S14 | . | T028 | 0.03 | 1.2774
DK_CA_Kbh | . | S14 | . | T029 | 0 | 0
DK_CA_Kbh | . | S14 | . | T030 | 0 | 0
DK_CA_Kbh | . | S14 | . | T031 | 0 | 0
DK_CA_Kbh | . | S14 | . | T032 | 0 | 0
DK_CA_Kbh | . | S14 | . | T033 | 0 | 0
DK_CA_Kbh | . | S14 | . | T034 | 0 | 0
DK_CA_Kbh | . | S14 | . | T035 | 0.03 | 1.2774
DK_CA_Kbh | . | S14 | . | T036 | 0.06 | 2.5548
DK_CA_Kbh | . | S14 | . | T037 | 0.06 | 2.5548
DK_CA_Kbh | . | S14 | . | T038 | 0.12 | 5.1097
DK_CA_Kbh | . | S14 | . | T039 | 0.12 | 5.1097
DK_CA_Kbh | . | S14 | . | T040 | 0.19 | 8.0903
DK_CA_Kbh | . | S14 | . | T041 | 0.19 | 8.0903
DK_CA_Kbh | . | S14 | . | T042 | 0.3 | 12.7742
DK_CA_Kbh | . | S14 | . | T043 | 0.3 | 12.7742
DK_CA_Kbh | . | S14 | . | T044 | 0.42 | 17.8839
DK_CA_Kbh | . | S14 | . | T045 | 0.42 | 17.8839
DK_CA_Kbh | . | S14 | . | T046 | 0.42 | 17.8839
DK_CA_Kbh | . | S14 | . | T047 | 0.42 | 17.8839
DK_CA_Kbh | . | S14 | . | T048 | 0.42 | 17.8839
DK_CA_Kbh | . | S14 | . | T049 | 0.42 | 17.8839
DK_CA_Kbh | . | S14 | . | T050 | 0.57 | 24.271
DK_CA_Kbh | . | S14 | . | T051 | 0.57 | 24.271
DK_CA_Kbh | . | S14 | . | T052 | 0.57 | 24.271
DK_CA_Kbh | . | S14 | . | T053 | 0.72 | 30.658
DK_CA_Kbh | . | S14 | . | T054 | 0.57 | 24.271
DK_CA_Kbh | . | S14 | . | T055 | 0.57 | 24.271
DK_CA_Kbh | . | S14 | . | T056 | 0.57 | 24.271
DK_CA_Kbh | . | S14 | . | T057 | 0.42 | 17.8839
DK_CA_Kbh | . | S14 | . | T058 | 0.42 | 17.8839
DK_CA_Kbh | . | S14 | . | T059 | 0.42 | 17.8839
DK_CA_Kbh | . | S14 | . | T060 | 0.57 | 24.271
DK_CA_Kbh | . | S14 | . | T061 | 0.72 | 30.658
DK_CA_Kbh | . | S14 | . | T062 | 0.85 | 36.1935
DK_CA_Kbh | . | S14 | . | T063 | 0.85 | 36.1935
DK_CA_Kbh | . | S14 | . | T064 | 0.72 | 30.658
DK_CA_Kbh | . | S14 | . | T065 | 0.72 | 30.658
DK_CA_Kbh | . | S14 | . | T066 | 0.57 | 24.271
DK_CA_Kbh | . | S14 | . | T067 | 0.57 | 24.271
DK_CA_Kbh | . | S14 | . | T068 | 0.57 | 24.271
DK_CA_Kbh | . | S14 | . | T069 | 0.42 | 17.8839
DK_CA_Kbh | . | S14 | . | T070 | 0.19 | 8.0903
DK_CA_Kbh | . | S14 | . | T071 | 0.12 | 5.1097
DK_CA_Kbh | . | S14 | . | T072 | 0.12 | 5.1097
DK_CA_Kbh | . | S14 | . | T073 | 0.12 | 5.1097
DK_CA_Kbh | . | S14 | . | T074 | 0.12 | 5.1097
DK_CA_Kbh | . | S14 | . | T075 | 0.19 | 8.0903
DK_CA_Kbh | . | S14 | . | T076 | 0.3 | 12.7742
DK_CA_Kbh | . | S14 | . | T077 | 0.3 | 12.7742
DK_CA_Kbh | . | S14 | . | T078 | 0.42 | 17.8839
DK_CA_Kbh | . | S14 | . | T079 | 0.42 | 17.8839
DK_CA_Kbh | . | S14 | . | T080 | 0.57 | 24.271
DK_CA_Kbh | . | S14 | . | T081 | 0.57 | 24.271
DK_CA_Kbh | . | S14 | . | T082 | 0.72 | 30.658
DK_CA_Kbh | . | S14 | . | T083 | 0.85 | 36.1935
DK_CA_Kbh | . | S14 | . | T084 | 0.85 | 36.1935
DK_CA_Kbh | . | S14 | . | T085 | 0.85 | 36.1935
DK_CA_Kbh | . | S14 | . | T086 | 0.95 | 40.4516
DK_CA_Kbh | . | S14 | . | T087 | 0.85 | 36.1935
DK_CA_Kbh | . | S14 | . | T088 | 0.85 | 36.1935
DK_CA_Kbh | . | S14 | . | T089 | 0.72 | 30.658
DK_CA_Kbh | . | S14 | . | T090 | 0.72 | 30.658
DK_CA_Kbh | . | S14 | . | T091 | 0.85 | 36.1935
DK_CA_Kbh | . | S14 | . | T092 | 0.95 | 40.4516
DK_CA_Kbh | . | S14 | . | T093 | 0.95 | 40.4516
DK_CA_Kbh | . | S14 | . | T094 | 0.85 | 36.1935
DK_CA_Kbh | . | S14 | . | T095 | 0.72 | 30.658
DK_CA_Kbh | . | S14 | . | T096 | 0.85 | 36.1935
DK_CA_Kbh | . | S14 | . | T097 | 0.85 | 36.1935
DK_CA_Kbh | . | S14 | . | T098 | 0.95 | 40.4516
DK_CA_Kbh | . | S14 | . | T099 | 0.95 | 40.4516
DK_CA_Kbh | . | S14 | . | T100 | 0.95 | 40.4516
DK_CA_Kbh | . | S14 | . | T101 | 0.95 | 40.4516
DK_CA_Kbh | . | S14 | . | T102 | 0.95 | 40.4516
DK_CA_Kbh | . | S14 | . | T103 | 0.99 | 42.1548
DK_CA_Kbh | . | S14 | . | T104 | 0.99 | 42.1548
DK_CA_Kbh | . | S14 | . | T105 | 0.95 | 40.4516
DK_CA_Kbh | . | S14 | . | T106 | 0.85 | 36.1935
DK_CA_Kbh | . | S14 | . | T107 | 0.95 | 40.4516
DK_CA_Kbh | . | S14 | . | T108 | 0.95 | 40.4516
DK_CA_Kbh | . | S14 | . | T109 | 0.95 | 40.4516
DK_CA_Kbh | . | S14 | . | T110 | 0.95 | 40.4516
DK_CA_Kbh | . | S14 | . | T111 | 0.85 | 36.1935
DK_CA_Kbh | . | S14 | . | T112 | 0.85 | 36.1935
DK_CA_Kbh | . | S14 | . | T113 | 0.72 | 30.658
DK_CA_Kbh | . | S14 | . | T114 | 0.57 | 24.271
DK_CA_Kbh | . | S14 | . | T115 | 0.42 | 17.8839
DK_CA_Kbh | . | S14 | . | T116 | 0.42 | 17.8839
DK_CA_Kbh | . | S14 | . | T117 | 0.3 | 12.7742
DK_CA_Kbh | . | S14 | . | T118 | 0.42 | 17.8839
DK_CA_Kbh | . | S14 | . | T119 | 0.42 | 17.8839
DK_CA_Kbh | . | S14 | . | T120 | 0.57 | 24.271
DK_CA_Kbh | . | S14 | . | T121 | 0.57 | 24.271
DK_CA_Kbh | . | S14 | . | T122 | 0.57 | 24.271
DK_CA_Kbh | . | S14 | . | T123 | 0.57 | 24.271
DK_CA_Kbh | . | S14 | . | T124 | 0.57 | 24.271
DK_CA_Kbh | . | S14 | . | T125 | 0.42 | 17.8839
DK_CA_Kbh | . | S14 | . | T126 | 0.57 | 24.271
DK_CA_Kbh | . | S14 | . | T127 | 0.57 | 24.271
DK_CA_Kbh | . | S14 | . | T128 | 0.57 | 24.271
DK_CA_Kbh | . | S14 | . | T129 | 0.72 | 30.658
DK_CA_Kbh | . | S14 | . | T130 | 0.72 | 30.658
DK_CA_Kbh | . | S14 | . | T131 | 0.72 | 30.658
DK_CA_Kbh | . | S14 | . | T132 | 0.57 | 24.271
DK_CA_Kbh | . | S14 | . | T133 | 0.57 | 24.271
DK_CA_Kbh | . | S14 | . | T134 | 0.57 | 24.271
DK_CA_Kbh | . | S14 | . | T135 | 0.42 | 17.8839
DK_CA_Kbh | . | S14 | . | T136 | 0.42 | 17.8839
DK_CA_Kbh | . | S14 | . | T137 | 0.3 | 12.7742
DK_CA_Kbh | . | S14 | . | T138 | 0.3 | 12.7742
DK_CA_Kbh | . | S14 | . | T139 | 0.42 | 17.8839
DK_CA_Kbh | . | S14 | . | T140 | 0.42 | 17.8839
DK_CA_Kbh | . | S14 | . | T141 | 0.42 | 17.8839
DK_CA_Kbh | . | S14 | . | T142 | 0.42 | 17.8839
DK_CA_Kbh | . | S14 | . | T143 | 0.42 | 17.8839
DK_CA_Kbh | . | S14 | . | T144 | 0.3 | 12.7742
DK_CA_Kbh | . | S14 | . | T145 | 0.3 | 12.7742
DK_CA_Kbh | . | S14 | . | T146 | 0.3 | 12.7742
DK_CA_Kbh | . | S14 | . | T147 | 0.3 | 12.7742
DK_CA_Kbh | . | S14 | . | T148 | 0.19 | 8.0903
DK_CA_Kbh | . | S14 | . | T149 | 0.19 | 8.0903
DK_CA_Kbh | . | S14 | . | T150 | 0.19 | 8.0903
DK_CA_Kbh | . | S14 | . | T151 | 0.3 | 12.7742
DK_CA_Kbh | . | S14 | . | T152 | 0.19 | 8.0903
DK_CA_Kbh | . | S14 | . | T153 | 0.19 | 8.0903
DK_CA_Kbh | . | S14 | . | T154 | 0.12 | 5.1097
DK_CA_Kbh | . | S14 | . | T155 | 0.06 | 2.5548
DK_CA_Kbh | . | S14 | . | T156 | 0.06 | 2.5548
DK_CA_Kbh | . | S14 | . | T157 | 0.06 | 2.5548
DK_CA_Kbh | . | S14 | . | T158 | 0.06 | 2.5548
DK_CA_Kbh | . | S14 | . | T159 | 0.03 | 1.2774
DK_CA_Kbh | . | S14 | . | T160 | 0.03 | 1.2774
DK_CA_Kbh | . | S14 | . | T161 | 0.06 | 2.5548
DK_CA_Kbh | . | S14 | . | T162 | 0.06 | 2.5548
DK_CA_Kbh | . | S14 | . | T163 | 0.19 | 8.0903
DK_CA_Kbh | . | S14 | . | T164 | 0.42 | 17.8839
DK_CA_Kbh | . | S14 | . | T165 | 0.57 | 24.271
DK_CA_Kbh | . | S14 | . | T166 | 0.3 | 12.7742
DK_CA_Kbh | . | S14 | . | T167 | 0.19 | 8.0903
DK_CA_Kbh | . | S14 | . | T168 | 0.19 | 8.0903
DK_CA_Kbh | . | S15 | . | T001 | 0.3 | 12.7742
DK_CA_Kbh | . | S15 | . | T002 | 0.3 | 12.7742
DK_CA_Kbh | . | S15 | . | T003 | 0.3 | 12.7742
DK_CA_Kbh | . | S15 | . | T004 | 0.3 | 12.7742
DK_CA_Kbh | . | S15 | . | T005 | 0.42 | 17.8839
DK_CA_Kbh | . | S15 | . | T006 | 0.42 | 17.8839
DK_CA_Kbh | . | S15 | . | T007 | 0.19 | 8.0903
DK_CA_Kbh | . | S15 | . | T008 | 0.12 | 5.1097
DK_CA_Kbh | . | S15 | . | T009 | 0.12 | 5.1097
DK_CA_Kbh | . | S15 | . | T010 | 0.12 | 5.1097
DK_CA_Kbh | . | S15 | . | T011 | 0.06 | 2.5548
DK_CA_Kbh | . | S15 | . | T012 | 0.06 | 2.5548
DK_CA_Kbh | . | S15 | . | T013 | 0.12 | 5.1097
DK_CA_Kbh | . | S15 | . | T014 | 0.19 | 8.0903
DK_CA_Kbh | . | S15 | . | T015 | 0.19 | 8.0903
DK_CA_Kbh | . | S15 | . | T016 | 0.19 | 8.0903
DK_CA_Kbh | . | S15 | . | T017 | 0.19 | 8.0903
DK_CA_Kbh | . | S15 | . | T018 | 0.19 | 8.0903
DK_CA_Kbh | . | S15 | . | T019 | 0.19 | 8.0903
DK_CA_Kbh | . | S15 | . | T020 | 0.3 | 12.7742
DK_CA_Kbh | . | S15 | . | T021 | 0.42 | 17.8839
DK_CA_Kbh | . | S15 | . | T022 | 0.42 | 17.8839
DK_CA_Kbh | . | S15 | . | T023 | 0.42 | 17.8839
DK_CA_Kbh | . | S15 | . | T024 | 0.57 | 24.271
DK_CA_Kbh | . | S15 | . | T025 | 0.42 | 17.8839
DK_CA_Kbh | . | S15 | . | T026 | 0.42 | 17.8839
DK_CA_Kbh | . | S15 | . | T027 | 0.57 | 24.271
DK_CA_Kbh | . | S15 | . | T028 | 0.42 | 17.8839
DK_CA_Kbh | . | S15 | . | T029 | 0.42 | 17.8839
DK_CA_Kbh | . | S15 | . | T030 | 0.42 | 17.8839
DK_CA_Kbh | . | S15 | . | T031 | 0.3 | 12.7742
DK_CA_Kbh | . | S15 | . | T032 | 0.19 | 8.0903
DK_CA_Kbh | . | S15 | . | T033 | 0.12 | 5.1097
DK_CA_Kbh | . | S15 | . | T034 | 0.12 | 5.1097
DK_CA_Kbh | . | S15 | . | T035 | 0.12 | 5.1097
DK_CA_Kbh | . | S15 | . | T036 | 0.12 | 5.1097
DK_CA_Kbh | . | S15 | . | T037 | 0.12 | 5.1097
DK_CA_Kbh | . | S15 | . | T038 | 0.12 | 5.1097
DK_CA_Kbh | . | S15 | . | T039 | 0.19 | 8.0903
DK_CA_Kbh | . | S15 | . | T040 | 0.12 | 5.1097
DK_CA_Kbh | . | S15 | . | T041 | 0.12 | 5.1097
DK_CA_Kbh | . | S15 | . | T042 | 0.06 | 2.5548
DK_CA_Kbh | . | S15 | . | T043 | 0.06 | 2.5548
DK_CA_Kbh | . | S15 | . | T044 | 0.06 | 2.5548
DK_CA_Kbh | . | S15 | . | T045 | 0.06 | 2.5548
DK_CA_Kbh | . | S15 | . | T046 | 0.06 | 2.5548
DK_CA_Kbh | . | S15 | . | T047 | 0.06 | 2.5548
DK_CA_Kbh | . | S15 | . | T048 | 0.12 | 5.1097
DK_CA_Kbh | . | S15 | . | T049 | 0.19 | 8.0903
DK_CA_Kbh | . | S15 | . | T050 | 0.12 | 5.1097
DK_CA_Kbh | . | S15 | . | T051 | 0.12 | 5.1097
DK_CA_Kbh | . | S15 | . | T052 | 0.12 | 5.1097
DK_CA_Kbh | . | S15 | . | T053 | 0.12 | 5.1097
DK_CA_Kbh | . | S15 | . | T054 | 0.19 | 8.0903
DK_CA_Kbh | . | S15 | . | T055 | 0.19 | 8.0903
DK_CA_Kbh | . | S15 | . | T056 | 0.3 | 12.7742
DK_CA_Kbh | . | S15 | . | T057 | 0.3 | 12.7742
DK_CA_Kbh | . | S15 | . | T058 | 0.42 | 17.8839
DK_CA_Kbh | . | S15 | . | T059 | 0.42 | 17.8839
DK_CA_Kbh | . | S15 | . | T060 | 0.42 | 17.8839
DK_CA_Kbh | . | S15 | . | T061 | 0.42 | 17.8839
DK_CA_Kbh | . | S15 | . | T062 | 0.42 | 17.8839
DK_CA_Kbh | . | S15 | . | T063 | 0.42 | 17.8839
DK_CA_Kbh | . | S15 | . | T064 | 0.3 | 12.7742
DK_CA_Kbh | . | S15 | . | T065 | 0.3 | 12.7742
DK_CA_Kbh | . | S15 | . | T066 | 0.3 | 12.7742
DK_CA_Kbh | . | S15 | . | T067 | 0.19 | 8.0903
DK_CA_Kbh | . | S15 | . | T068 | 0.19 | 8.0903
DK_CA_Kbh | . | S15 | . | T069 | 0.19 | 8.0903
DK_CA_Kbh | . | S15 | . | T070 | 0.12 | 5.1097
DK_CA_Kbh | . | S15 | . | T071 | 0.12 | 5.1097
DK_CA_Kbh | . | S15 | . | T072 | 0.06 | 2.5548
DK_CA_Kbh | . | S15 | . | T073 | 0.06 | 2.5548
DK_CA_Kbh | . | S15 | . | T074 | 0.03 | 1.2774
DK_CA_Kbh | . | S15 | . | T075 | 0.03 | 1.2774
DK_CA_Kbh | . | S15 | . | T076 | 0.03 | 1.2774
DK_CA_Kbh | . | S15 | . | T077 | 0.03 | 1.2774
DK_CA_Kbh | . | S15 | . | T078 | 0.03 | 1.2774
DK_CA_Kbh | . | S15 | . | T079 | 0.03 | 1.2774
DK_CA_Kbh | . | S15 | . | T080 | 0.06 | 2.5548
DK_CA_Kbh | . | S15 | . | T081 | 0 | 0
DK_CA_Kbh | . | S15 | . | T082 | 0 | 0
DK_CA_Kbh | . | S15 | . | T083 | 0 | 0
DK_CA_Kbh | . | S15 | . | T084 | 0 | 0
DK_CA_Kbh | . | S15 | . | T085 | 0.06 | 2.5548
DK_CA_Kbh | . | S15 | . | T086 | 0.12 | 5.1097
DK_CA_Kbh | . | S15 | . | T087 | 0.19 | 8.0903
DK_CA_Kbh | . | S15 | . | T088 | 0.19 | 8.0903
DK_CA_Kbh | . | S15 | . | T089 | 0.06 | 2.5548
DK_CA_Kbh | . | S15 | . | T090 | 0.06 | 2.5548
DK_CA_Kbh | . | S15 | . | T091 | 0.06 | 2.5548
DK_CA_Kbh | . | S15 | . | T092 | 0.12 | 5.1097
DK_CA_Kbh | . | S15 | . | T093 | 0.19 | 8.0903
DK_CA_Kbh | . | S15 | . | T094 | 0.57 | 24.271
DK_CA_Kbh | . | S15 | . | T095 | 0.57 | 24.271
DK_CA_Kbh | . | S15 | . | T096 | 0.57 | 24.271
DK_CA_Kbh | . | S15 | . | T097 | 0.72 | 30.658
DK_CA_Kbh | . | S15 | . | T098 | 0.72 | 30.658
DK_CA_Kbh | . | S15 | . | T099 | 0.72 | 30.658
DK_CA_Kbh | . | S15 | . | T100 | 0.72 | 30.658
DK_CA_Kbh | . | S15 | . | T101 | 0.57 | 24.271
DK_CA_Kbh | . | S15 | . | T102 | 0.57 | 24.271
DK_CA_Kbh | . | S15 | . | T103 | 0.57 | 24.271
DK_CA_Kbh | . | S15 | . | T104 | 0.42 | 17.8839
DK_CA_Kbh | . | S15 | . | T105 | 0.42 | 17.8839
DK_CA_Kbh | . | S15 | . | T106 | 0.42 | 17.8839
DK_CA_Kbh | . | S15 | . | T107 | 0.72 | 30.658
DK_CA_Kbh | . | S15 | . | T108 | 0.85 | 36.1935
DK_CA_Kbh | . | S15 | . | T109 | 0.95 | 40.4516
DK_CA_Kbh | . | S15 | . | T110 | 0.95 | 40.4516
DK_CA_Kbh | . | S15 | . | T111 | 0.99 | 42.1548
DK_CA_Kbh | . | S15 | . | T112 | 0.99 | 42.1548
DK_CA_Kbh | . | S15 | . | T113 | 0.99 | 42.1548
DK_CA_Kbh | . | S15 | . | T114 | 0.99 | 42.1548
DK_CA_Kbh | . | S15 | . | T115 | 0.99 | 42.1548
DK_CA_Kbh | . | S15 | . | T116 | 1 | 42.5806
DK_CA_Kbh | . | S15 | . | T117 | 0.99 | 42.1548
DK_CA_Kbh | . | S15 | . | T118 | 0.85 | 36.1935
DK_CA_Kbh | . | S15 | . | T119 | 0.85 | 36.1935
DK_CA_Kbh | . | S15 | . | T120 | 0.85 | 36.1935
DK_CA_Kbh | . | S15 | . | T121 | 0.85 | 36.1935
DK_CA_Kbh | . | S15 | . | T122 | 0.72 | 30.658
DK_CA_Kbh | . | S15 | . | T123 | 0.72 | 30.658
DK_CA_Kbh | . | S15 | . | T124 | 0.72 | 30.658
DK_CA_Kbh | . | S15 | . | T125 | 0.57 | 24.271
DK_CA_Kbh | . | S15 | . | T126 | 0.57 | 24.271
DK_CA_Kbh | . | S15 | . | T127 | 0.57 | 24.271
DK_CA_Kbh | . | S15 | . | T128 | 0.72 | 30.658
DK_CA_Kbh | . | S15 | . | T129 | 0.85 | 36.1935
DK_CA_Kbh | . | S15 | . | T130 | 0.85 | 36.1935
DK_CA_Kbh | . | S15 | . | T131 | 0.85 | 36.1935
DK_CA_Kbh | . | S15 | . | T132 | 0.85 | 36.1935
DK_CA_Kbh | . | S15 | . | T133 | 0.72 | 30.658
DK_CA_Kbh | . | S15 | . | T134 | 0.85 | 36.1935
DK_CA_Kbh | . | S15 | . | T135 | 0.85 | 36.1935
DK_CA_Kbh | . | S15 | . | T136 | 0.85 | 36.1935
DK_CA_Kbh | . | S15 | . | T137 | 0.72 | 30.658
DK_CA_Kbh | . | S15 | . | T138 | 0.72 | 30.658
DK_CA_Kbh | . | S15 | . | T139 | 0.42 | 17.8839
DK_CA_Kbh | . | S15 | . | T140 | 0.42 | 17.8839
DK_CA_Kbh | . | S15 | . | T141 | 0.3 | 12.7742
DK_CA_Kbh | . | S15 | . | T142 | 0.3 | 12.7742
DK_CA_Kbh | . | S15 | . | T143 | 0.3 | 12.7742
DK_CA_Kbh | . | S15 | . | T144 | 0.19 | 8.0903
DK_CA_Kbh | . | S15 | . | T145 | 0.19 | 8.0903
DK_CA_Kbh | . | S15 | . | T146 | 0.19 | 8.0903
DK_CA_Kbh | . | S15 | . | T147 | 0.12 | 5.1097
DK_CA_Kbh | . | S15 | . | T148 | 0.06 | 2.5548
DK_CA_Kbh | . | S15 | . | T149 | 0.03 | 1.2774
DK_CA_Kbh | . | S15 | . | T150 | 0.03 | 1.2774
DK_CA_Kbh | . | S15 | . | T151 | 0.03 | 1.2774
DK_CA_Kbh | . | S15 | . | T152 | 0 | 0
DK_CA_Kbh | . | S15 | . | T153 | 0 | 0
DK_CA_Kbh | . | S15 | . | T154 | 0.03 | 1.2774
DK_CA_Kbh | . | S15 | . | T155 | 0.03 | 1.2774
DK_CA_Kbh | . | S15 | . | T156 | 0.03 | 1.2774
DK_CA_Kbh | . | S15 | . | T157 | 0.03 | 1.2774
DK_CA_Kbh | . | S15 | . | T158 | 0.06 | 2.5548
DK_CA_Kbh | . | S15 | . | T159 | 0.06 | 2.5548
DK_CA_Kbh | . | S15 | . | T160 | 0.03 | 1.2774
DK_CA_Kbh | . | S15 | . | T161 | 0 | 0
DK_CA_Kbh | . | S15 | . | T162 | 0 | 0
DK_CA_Kbh | . | S15 | . | T163 | 0 | 0
DK_CA_Kbh | . | S15 | . | T164 | 0 | 0
DK_CA_Kbh | . | S15 | . | T165 | 0.03 | 1.2774
DK_CA_Kbh | . | S15 | . | T166 | 0 | 0
DK_CA_Kbh | . | S15 | . | T167 | 0.03 | 1.2774
DK_CA_Kbh | . | S15 | . | T168 | 0.06 | 2.5548
DK_CA_Kbh | . | S16 | . | T001 | 0.12 | 5.1097
DK_CA_Kbh | . | S16 | . | T002 | 0.12 | 5.1097
DK_CA_Kbh | . | S16 | . | T003 | 0.19 | 8.0903
DK_CA_Kbh | . | S16 | . | T004 | 0.19 | 8.0903
DK_CA_Kbh | . | S16 | . | T005 | 0.19 | 8.0903
DK_CA_Kbh | . | S16 | . | T006 | 0.19 | 8.0903
DK_CA_Kbh | . | S16 | . | T007 | 0.3 | 12.7742
DK_CA_Kbh | . | S16 | . | T008 | 0.19 | 8.0903
DK_CA_Kbh | . | S16 | . | T009 | 0.3 | 12.7742
DK_CA_Kbh | . | S16 | . | T010 | 0.3 | 12.7742
DK_CA_Kbh | . | S16 | . | T011 | 0.3 | 12.7742
DK_CA_Kbh | . | S16 | . | T012 | 0.3 | 12.7742
DK_CA_Kbh | . | S16 | . | T013 | 0.3 | 12.7742
DK_CA_Kbh | . | S16 | . | T014 | 0.19 | 8.0903
DK_CA_Kbh | . | S16 | . | T015 | 0.19 | 8.0903
DK_CA_Kbh | . | S16 | . | T016 | 0.12 | 5.1097
DK_CA_Kbh | . | S16 | . | T017 | 0.12 | 5.1097
DK_CA_Kbh | . | S16 | . | T018 | 0.12 | 5.1097
DK_CA_Kbh | . | S16 | . | T019 | 0.12 | 5.1097
DK_CA_Kbh | . | S16 | . | T020 | 0.12 | 5.1097
DK_CA_Kbh | . | S16 | . | T021 | 0.06 | 2.5548
DK_CA_Kbh | . | S16 | . | T022 | 0.06 | 2.5548
DK_CA_Kbh | . | S16 | . | T023 | 0.06 | 2.5548
DK_CA_Kbh | . | S16 | . | T024 | 0.03 | 1.2774
DK_CA_Kbh | . | S16 | . | T025 | 0.06 | 2.5548
DK_CA_Kbh | . | S16 | . | T026 | 0.06 | 2.5548
DK_CA_Kbh | . | S16 | . | T027 | 0.06 | 2.5548
DK_CA_Kbh | . | S16 | . | T028 | 0.06 | 2.5548
DK_CA_Kbh | . | S16 | . | T029 | 0.06 | 2.5548
DK_CA_Kbh | . | S16 | . | T030 | 0.12 | 5.1097
DK_CA_Kbh | . | S16 | . | T031 | 0.06 | 2.5548
DK_CA_Kbh | . | S16 | . | T032 | 0 | 0
DK_CA_Kbh | . | S16 | . | T033 | 0 | 0
DK_CA_Kbh | . | S16 | . | T034 | 0 | 0
DK_CA_Kbh | . | S16 | . | T035 | 0 | 0
DK_CA_Kbh | . | S16 | . | T036 | 0 | 0
DK_CA_Kbh | . | S16 | . | T037 | 0 | 0
DK_CA_Kbh | . | S16 | . | T038 | 0 | 0
DK_CA_Kbh | . | S16 | . | T039 | 0 | 0
DK_CA_Kbh | . | S16 | . | T040 | 0 | 0
DK_CA_Kbh | . | S16 | . | T041 | 0 | 0
DK_CA_Kbh | . | S16 | . | T042 | 0 | 0
DK_CA_Kbh | . | S16 | . | T043 | 0 | 0
DK_CA_Kbh | . | S16 | . | T044 | 0 | 0
DK_CA_Kbh | . | S16 | . | T045 | 0 | 0
DK_CA_Kbh | . | S16 | . | T046 | 0 | 0
DK_CA_Kbh | . | S16 | . | T047 | 0.03 | 1.2774
DK_CA_Kbh | . | S16 | . | T048 | 0.06 | 2.5548
DK_CA_Kbh | . | S16 | . | T049 | 0.12 | 5.1097
DK_CA_Kbh | . | S16 | . | T050 | 0.19 | 8.0903
DK_CA_Kbh | . | S16 | . | T051 | 0.06 | 2.5548
DK_CA_Kbh | . | S16 | . | T052 | 0.12 | 5.1097
DK_CA_Kbh | . | S16 | . | T053 | 0.19 | 8.0903
DK_CA_Kbh | . | S16 | . | T054 | 0.19 | 8.0903
DK_CA_Kbh | . | S16 | . | T055 | 0.3 | 12.7742
DK_CA_Kbh | . | S16 | . | T056 | 0.19 | 8.0903
DK_CA_Kbh | . | S16 | . | T057 | 0.3 | 12.7742
DK_CA_Kbh | . | S16 | . | T058 | 0.42 | 17.8839
DK_CA_Kbh | . | S16 | . | T059 | 0.42 | 17.8839
DK_CA_Kbh | . | S16 | . | T060 | 0.42 | 17.8839
DK_CA_Kbh | . | S16 | . | T061 | 0.42 | 17.8839
DK_CA_Kbh | . | S16 | . | T062 | 0.42 | 17.8839
DK_CA_Kbh | . | S16 | . | T063 | 0.42 | 17.8839
DK_CA_Kbh | . | S16 | . | T064 | 0.42 | 17.8839
DK_CA_Kbh | . | S16 | . | T065 | 0.57 | 24.271
DK_CA_Kbh | . | S16 | . | T066 | 0.57 | 24.271
DK_CA_Kbh | . | S16 | . | T067 | 0.57 | 24.271
DK_CA_Kbh | . | S16 | . | T068 | 0.3 | 12.7742
DK_CA_Kbh | . | S16 | . | T069 | 0.19 | 8.0903
DK_CA_Kbh | . | S16 | . | T070 | 0.19 | 8.0903
DK_CA_Kbh | . | S16 | . | T071 | 0.3 | 12.7742
DK_CA_Kbh | . | S16 | . | T072 | 0.19 | 8.0903
DK_CA_Kbh | . | S16 | . | T073 | 0.3 | 12.7742
DK_CA_Kbh | . | S16 | . | T074 | 0.42 | 17.8839
DK_CA_Kbh | . | S16 | . | T075 | 0.42 | 17.8839
DK_CA_Kbh | . | S16 | . | T076 | 0.42 | 17.8839
DK_CA_Kbh | . | S16 | . | T077 | 0.42 | 17.8839
DK_CA_Kbh | . | S16 | . | T078 | 0.42 | 17.8839
DK_CA_Kbh | . | S16 | . | T079 | 0.3 | 12.7742
DK_CA_Kbh | . | S16 | . | T080 | 0.19 | 8.0903
DK_CA_Kbh | . | S16 | . | T081 | 0.19 | 8.0903
DK_CA_Kbh | . | S16 | . | T082 | 0.12 | 5.1097
DK_CA_Kbh | . | S16 | . | T083 | 0.06 | 2.5548
DK_CA_Kbh | . | S16 | . | T084 | 0.06 | 2.5548
DK_CA_Kbh | . | S16 | . | T085 | 0.06 | 2.5548
DK_CA_Kbh | . | S16 | . | T086 | 0.06 | 2.5548
DK_CA_Kbh | . | S16 | . | T087 | 0.03 | 1.2774
DK_CA_Kbh | . | S16 | . | T088 | 0.03 | 1.2774
DK_CA_Kbh | . | S16 | . | T089 | 0.03 | 1.2774
DK_CA_Kbh | . | S16 | . | T090 | 0.06 | 2.5548
DK_CA_Kbh | . | S16 | . | T091 | 0.06 | 2.5548
DK_CA_Kbh | . | S16 | . | T092 | 0.06 | 2.5548
DK_CA_Kbh | . | S16 | . | T093 | 0.06 | 2.5548
DK_CA_Kbh | . | S16 | . | T094 | 0.03 | 1.2774
DK_CA_Kbh | . | S16 | . | T095 | 0.03 | 1.2774
DK_CA_Kbh | . | S16 | . | T096 | 0 | 0
DK_CA_Kbh | . | S16 | . | T097 | 0 | 0
DK_CA_Kbh | . | S16 | . | T098 | 0 | 0
DK_CA_Kbh | . | S16 | . | T099 | 0 | 0
DK_CA_Kbh | . | S16 | . | T100 | 0 | 0
DK_CA_Kbh | . | S16 | . | T101 | 0 | 0
DK_CA_Kbh | . | S16 | . | T102 | 0 | 0
DK_CA_Kbh | . | S16 | . | T103 | 0 | 0
DK_CA_Kbh | . | S16 | . | T104 | 0.06 | 2.5548
DK_CA_Kbh | . | S16 | . | T105 | 0.06 | 2.5548
DK_CA_Kbh | . | S16 | . | T106 | 0 | 0
DK_CA_Kbh | . | S16 | . | T107 | 0.03 | 1.2774
DK_CA_Kbh | . | S16 | . | T108 | 0.06 | 2.5548
DK_CA_Kbh | . | S16 | . | T109 | 0.06 | 2.5548
DK_CA_Kbh | . | S16 | . | T110 | 0.06 | 2.5548
DK_CA_Kbh | . | S16 | . | T111 | 0.06 | 2.5548
DK_CA_Kbh | . | S16 | . | T112 | 0.03 | 1.2774
DK_CA_Kbh | . | S16 | . | T113 | 0.03 | 1.2774
DK_CA_Kbh | . | S16 | . | T114 | 0.03 | 1.2774
DK_CA_Kbh | . | S16 | . | T115 | 0 | 0
DK_CA_Kbh | . | S16 | . | T116 | 0.03 | 1.2774
DK_CA_Kbh | . | S16 | . | T117 | 0.06 | 2.5548
DK_CA_Kbh | . | S16 | . | T118 | 0.12 | 5.1097
DK_CA_Kbh | . | S16 | . | T119 | 0.12 | 5.1097
DK_CA_Kbh | . | S16 | . | T120 | 0.19 | 8.0903
DK_CA_Kbh | . | S16 | . | T121 | 0.19 | 8.0903
DK_CA_Kbh | . | S16 | . | T122 | 0.12 | 5.1097
DK_CA_Kbh | . | S16 | . | T123 | 0.06 | 2.5548
DK_CA_Kbh | . | S16 | . | T124 | 0.06 | 2.5548
DK_CA_Kbh | . | S16 | . | T125 | 0.06 | 2.5548
DK_CA_Kbh | . | S16 | . | T126 | 0.12 | 5.1097
DK_CA_Kbh | . | S16 | . | T127 | 0.06 | 2.5548
DK_CA_Kbh | . | S16 | . | T128 | 0.06 | 2.5548
DK_CA_Kbh | . | S16 | . | T129 | 0.06 | 2.5548
DK_CA_Kbh | . | S16 | . | T130 | 0.06 | 2.5548
DK_CA_Kbh | . | S16 | . | T131 | 0.06 | 2.5548
DK_CA_Kbh | . | S16 | . | T132 | 0.03 | 1.2774
DK_CA_Kbh | . | S16 | . | T133 | 0 | 0
DK_CA_Kbh | . | S16 | . | T134 | 0 | 0
DK_CA_Kbh | . | S16 | . | T135 | 0 | 0
DK_CA_Kbh | . | S16 | . | T136 | 0 | 0
DK_CA_Kbh | . | S16 | . | T137 | 0 | 0
DK_CA_Kbh | . | S16 | . | T138 | 0 | 0
DK_CA_Kbh | . | S16 | . | T139 | 0 | 0
DK_CA_Kbh | . | S16 | . | T140 | 0 | 0
DK_CA_Kbh | . | S16 | . | T141 | 0.03 | 1.2774
DK_CA_Kbh | . | S16 | . | T142 | 0.03 | 1.2774
DK_CA_Kbh | . | S16 | . | T143 | 0.03 | 1.2774
DK_CA_Kbh | . | S16 | . | T144 | 0.03 | 1.2774
DK_CA_Kbh | . | S16 | . | T145 | 0.03 | 1.2774
DK_CA_Kbh | . | S16 | . | T146 | 0.03 | 1.2774
DK_CA_Kbh | . | S16 | . | T147 | 0.03 | 1.2774
DK_CA_Kbh | . | S16 | . | T148 | 0.06 | 2.5548
DK_CA_Kbh | . | S16 | . | T149 | 0.12 | 5.1097
DK_CA_Kbh | . | S16 | . | T150 | 0.12 | 5.1097
DK_CA_Kbh | . | S16 | . | T151 | 0.19 | 8.0903
DK_CA_Kbh | . | S16 | . | T152 | 0.06 | 2.5548
DK_CA_Kbh | . | S16 | . | T153 | 0.06 | 2.5548
DK_CA_Kbh | . | S16 | . | T154 | 0.03 | 1.2774
DK_CA_Kbh | . | S16 | . | T155 | 0.03 | 1.2774
DK_CA_Kbh | . | S16 | . | T156 | 0.06 | 2.5548
DK_CA_Kbh | . | S16 | . | T157 | 0.06 | 2.5548
DK_CA_Kbh | . | S16 | . | T158 | 0.12 | 5.1097
DK_CA_Kbh | . | S16 | . | T159 | 0.19 | 8.0903
DK_CA_Kbh | . | S16 | . | T160 | 0.19 | 8.0903
DK_CA_Kbh | . | S16 | . | T161 | 0.19 | 8.0903
DK_CA_Kbh | . | S16 | . | T162 | 0.12 | 5.1097
DK_CA_Kbh | . | S16 | . | T163 | 0.12 | 5.1097
DK_CA_Kbh | . | S16 | . | T164 | 0.12 | 5.1097
DK_CA_Kbh | . | S16 | . | T165 | 0.12 | 5.1097
DK_CA_Kbh | . | S16 | . | T166 | 0.06 | 2.5548
DK_CA_Kbh | . | S16 | . | T167 | 0.12 | 5.1097
DK_CA_Kbh | . | S16 | . | T168 | 0.12 | 5.1097
DK_CA_Kbh | . | S17 | . | T001 | 0.06 | 2.5548
DK_CA_Kbh | . | S17 | . | T002 | 0.06 | 2.5548
DK_CA_Kbh | . | S17 | . | T003 | 0.06 | 2.5548
DK_CA_Kbh | . | S17 | . | T004 | 0.06 | 2.5548
DK_CA_Kbh | . | S17 | . | T005 | 0.12 | 5.1097
DK_CA_Kbh | . | S17 | . | T006 | 0.12 | 5.1097
DK_CA_Kbh | . | S17 | . | T007 | 0.12 | 5.1097
DK_CA_Kbh | . | S17 | . | T008 | 0.12 | 5.1097
DK_CA_Kbh | . | S17 | . | T009 | 0.12 | 5.1097
DK_CA_Kbh | . | S17 | . | T010 | 0.12 | 5.1097
DK_CA_Kbh | . | S17 | . | T011 | 0.19 | 8.0903
DK_CA_Kbh | . | S17 | . | T012 | 0.19 | 8.0903
DK_CA_Kbh | . | S17 | . | T013 | 0.19 | 8.0903
DK_CA_Kbh | . | S17 | . | T014 | 0.3 | 12.7742
DK_CA_Kbh | . | S17 | . | T015 | 0.42 | 17.8839
DK_CA_Kbh | . | S17 | . | T016 | 0.42 | 17.8839
DK_CA_Kbh | . | S17 | . | T017 | 0.42 | 17.8839
DK_CA_Kbh | . | S17 | . | T018 | 0.3 | 12.7742
DK_CA_Kbh | . | S17 | . | T019 | 0.3 | 12.7742
DK_CA_Kbh | . | S17 | . | T020 | 0.3 | 12.7742
DK_CA_Kbh | . | S17 | . | T021 | 0.3 | 12.7742
DK_CA_Kbh | . | S17 | . | T022 | 0.3 | 12.7742
DK_CA_Kbh | . | S17 | . | T023 | 0.3 | 12.7742
DK_CA_Kbh | . | S17 | . | T024 | 0.3 | 12.7742
DK_CA_Kbh | . | S17 | . | T025 | 0.3 | 12.7742
DK_CA_Kbh | . | S17 | . | T026 | 0.3 | 12.7742
DK_CA_Kbh | . | S17 | . | T027 | 0.3 | 12.7742
DK_CA_Kbh | . | S17 | . | T028 | 0.3 | 12.7742
DK_CA_Kbh | . | S17 | . | T029 | 0.3 | 12.7742
DK_CA_Kbh | . | S17 | . | T030 | 0.3 | 12.7742
DK_CA_Kbh | . | S17 | . | T031 | 0.3 | 12.7742
DK_CA_Kbh | . | S17 | . | T032 | 0.19 | 8.0903
DK_CA_Kbh | . | S17 | . | T033 | 0.19 | 8.0903
DK_CA_Kbh | . | S17 | . | T034 | 0.19 | 8.0903
DK_CA_Kbh | . | S17 | . | T035 | 0.19 | 8.0903
DK_CA_Kbh | . | S17 | . | T036 | 0.19 | 8.0903
DK_CA_Kbh | . | S17 | . | T037 | 0.12 | 5.1097
DK_CA_Kbh | . | S17 | . | T038 | 0.12 | 5.1097
DK_CA_Kbh | . | S17 | . | T039 | 0.06 | 2.5548
DK_CA_Kbh | . | S17 | . | T040 | 0.06 | 2.5548
DK_CA_Kbh | . | S17 | . | T041 | 0.06 | 2.5548
DK_CA_Kbh | . | S17 | . | T042 | 0.06 | 2.5548
DK_CA_Kbh | . | S17 | . | T043 | 0.06 | 2.5548
DK_CA_Kbh | . | S17 | . | T044 | 0.12 | 5.1097
DK_CA_Kbh | . | S17 | . | T045 | 0.12 | 5.1097
DK_CA_Kbh | . | S17 | . | T046 | 0.12 | 5.1097
DK_CA_Kbh | . | S17 | . | T047 | 0.12 | 5.1097
DK_CA_Kbh | . | S17 | . | T048 | 0.19 | 8.0903
DK_CA_Kbh | . | S17 | . | T049 | 0.19 | 8.0903
DK_CA_Kbh | . | S17 | . | T050 | 0.3 | 12.7742
DK_CA_Kbh | . | S17 | . | T051 | 0.3 | 12.7742
DK_CA_Kbh | . | S17 | . | T052 | 0.3 | 12.7742
DK_CA_Kbh | . | S17 | . | T053 | 0.42 | 17.8839
DK_CA_Kbh | . | S17 | . | T054 | 0.42 | 17.8839
DK_CA_Kbh | . | S17 | . | T055 | 0.3 | 12.7742
DK_CA_Kbh | . | S17 | . | T056 | 0.3 | 12.7742
DK_CA_Kbh | . | S17 | . | T057 | 0.19 | 8.0903
DK_CA_Kbh | . | S17 | . | T058 | 0.12 | 5.1097
DK_CA_Kbh | . | S17 | . | T059 | 0.06 | 2.5548
DK_CA_Kbh | . | S17 | . | T060 | 0.06 | 2.5548
DK_CA_Kbh | . | S17 | . | T061 | 0.06 | 2.5548
DK_CA_Kbh | . | S17 | . | T062 | 0.12 | 5.1097
DK_CA_Kbh | . | S17 | . | T063 | 0.12 | 5.1097
DK_CA_Kbh | . | S17 | . | T064 | 0.19 | 8.0903
DK_CA_Kbh | . | S17 | . | T065 | 0.12 | 5.1097
DK_CA_Kbh | . | S17 | . | T066 | 0.12 | 5.1097
DK_CA_Kbh | . | S17 | . | T067 | 0.12 | 5.1097
DK_CA_Kbh | . | S17 | . | T068 | 0.12 | 5.1097
DK_CA_Kbh | . | S17 | . | T069 | 0.19 | 8.0903
DK_CA_Kbh | . | S17 | . | T070 | 0.19 | 8.0903
DK_CA_Kbh | . | S17 | . | T071 | 0.3 | 12.7742
DK_CA_Kbh | . | S17 | . | T072 | 0.42 | 17.8839
DK_CA_Kbh | . | S17 | . | T073 | 0.57 | 24.271
DK_CA_Kbh | . | S17 | . | T074 | 0.57 | 24.271
DK_CA_Kbh | . | S17 | . | T075 | 0.72 | 30.658
DK_CA_Kbh | . | S17 | . | T076 | 0.72 | 30.658
DK_CA_Kbh | . | S17 | . | T077 | 0.72 | 30.658
DK_CA_Kbh | . | S17 | . | T078 | 0.72 | 30.658
DK_CA_Kbh | . | S17 | . | T079 | 0.72 | 30.658
DK_CA_Kbh | . | S17 | . | T080 | 0.42 | 17.8839
DK_CA_Kbh | . | S17 | . | T081 | 0.3 | 12.7742
DK_CA_Kbh | . | S17 | . | T082 | 0.12 | 5.1097
DK_CA_Kbh | . | S17 | . | T083 | 0.06 | 2.5548
DK_CA_Kbh | . | S17 | . | T084 | 0.12 | 5.1097
DK_CA_Kbh | . | S17 | . | T085 | 0.06 | 2.5548
DK_CA_Kbh | . | S17 | . | T086 | 0.12 | 5.1097
DK_CA_Kbh | . | S17 | . | T087 | 0.12 | 5.1097
DK_CA_Kbh | . | S17 | . | T088 | 0.12 | 5.1097
DK_CA_Kbh | . | S17 | . | T089 | 0.3 | 12.7742
DK_CA_Kbh | . | S17 | . | T090 | 0.3 | 12.7742
DK_CA_Kbh | . | S17 | . | T091 | 0.3 | 12.7742
DK_CA_Kbh | . | S17 | . | T092 | 0.3 | 12.7742
DK_CA_Kbh | . | S17 | . | T093 | 0.19 | 8.0903
DK_CA_Kbh | . | S17 | . | T094 | 0.06 | 2.5548
DK_CA_Kbh | . | S17 | . | T095 | 0.03 | 1.2774
DK_CA_Kbh | . | S17 | . | T096 | 0 | 0
DK_CA_Kbh | . | S17 | . | T097 | 0 | 0
DK_CA_Kbh | . | S17 | . | T098 | 0.06 | 2.5548
DK_CA_Kbh | . | S17 | . | T099 | 0.19 | 8.0903
DK_CA_Kbh | . | S17 | . | T100 | 0.19 | 8.0903
DK_CA_Kbh | . | S17 | . | T101 | 0.19 | 8.0903
DK_CA_Kbh | . | S17 | . | T102 | 0.19 | 8.0903
DK_CA_Kbh | . | S17 | . | T103 | 0.19 | 8.0903
DK_CA_Kbh | . | S17 | . | T104 | 0.12 | 5.1097
DK_CA_Kbh | . | S17 | . | T105 | 0.06 | 2.5548
DK_CA_Kbh | . | S17 | . | T106 | 0.06 | 2.5548
DK_CA_Kbh | . | S17 | . | T107 | 0.06 | 2.5548
DK_CA_Kbh | . | S17 | . | T108 | 0.06 | 2.5548
DK_CA_Kbh | . | S17 | . | T109 | 0.12 | 5.1097
DK_CA_Kbh | . | S17 | . | T110 | 0.12 | 5.1097
DK_CA_Kbh | . | S17 | . | T111 | 0.06 | 2.5548
DK_CA_Kbh | . | S17 | . | T112 | 0.12 | 5.1097
DK_CA_Kbh | . | S17 | . | T113 | 0.12 | 5.1097
DK_CA_Kbh | . | S17 | . | T114 | 0.12 | 5.1097
DK_CA_Kbh | . | S17 | . | T115 | 0.12 | 5.1097
DK_CA_Kbh | . | S17 | . | T116 | 0.19 | 8.0903
DK_CA_Kbh | . | S17 | . | T117 | 0.3 | 12.7742
DK_CA_Kbh | . | S17 | . | T118 | 0.3 | 12.7742
DK_CA_Kbh | . | S17 | . | T119 | 0.19 | 8.0903
DK_CA_Kbh | . | S17 | . | T120 | 0.12 | 5.1097
DK_CA_Kbh | . | S17 | . | T121 | 0.19 | 8.0903
DK_CA_Kbh | . | S17 | . | T122 | 0.19 | 8.0903
DK_CA_Kbh | . | S17 | . | T123 | 0.06 | 2.5548
DK_CA_Kbh | . | S17 | . | T124 | 0.06 | 2.5548
DK_CA_Kbh | . | S17 | . | T125 | 0.06 | 2.5548
DK_CA_Kbh | . | S17 | . | T126 | 0.03 | 1.2774
DK_CA_Kbh | . | S17 | . | T127 | 0.03 | 1.2774
DK_CA_Kbh | . | S17 | . | T128 | 0.03 | 1.2774
DK_CA_Kbh | . | S17 | . | T129 | 0.03 | 1.2774
DK_CA_Kbh | . | S17 | . | T130 | 0.06 | 2.5548
DK_CA_Kbh | . | S17 | . | T131 | 0.06 | 2.5548
DK_CA_Kbh | . | S17 | . | T132 | 0.03 | 1.2774
DK_CA_Kbh | . | S17 | . | T133 | 0.03 | 1.2774
DK_CA_Kbh | . | S17 | . | T134 | 0 | 0
DK_CA_Kbh | . | S17 | . | T135 | 0 | 0
DK_CA_Kbh | . | S17 | . | T136 | 0.03 | 1.2774
DK_CA_Kbh | . | S17 | . | T137 | 0 | 0
DK_CA_Kbh | . | S17 | . | T138 | 0 | 0
DK_CA_Kbh | . | S17 | . | T139 | 0.03 | 1.2774
DK_CA_Kbh | . | S17 | . | T140 | 0.03 | 1.2774
DK_CA_Kbh | . | S17 | . | T141 | 0.03 | 1.2774
DK_CA_Kbh | . | S17 | . | T142 | 0.06 | 2.5548
DK_CA_Kbh | . | S17 | . | T143 | 0.12 | 5.1097
DK_CA_Kbh | . | S17 | . | T144 | 0.06 | 2.5548
DK_CA_Kbh | . | S17 | . | T145 | 0 | 0
DK_CA_Kbh | . | S17 | . | T146 | 0 | 0
DK_CA_Kbh | . | S17 | . | T147 | 0 | 0
DK_CA_Kbh | . | S17 | . | T148 | 0 | 0
DK_CA_Kbh | . | S17 | . | T149 | 0 | 0
DK_CA_Kbh | . | S17 | . | T150 | 0 | 0
DK_CA_Kbh | . | S17 | . | T151 | 0 | 0
DK_CA_Kbh | . | S17 | . | T152 | 0 | 0
DK_CA_Kbh | . | S17 | . | T153 | 0.03 | 1.2774
DK_CA_Kbh | . | S17 | . | T154 | 0.03 | 1.2774
DK_CA_Kbh | . | S17 | . | T155 | 0.03 | 1.2774
DK_CA_Kbh | . | S17 | . | T156 | 0.03 | 1.2774
DK_CA_Kbh | . | S17 | . | T157 | 0.03 | 1.2774
DK_CA_Kbh | . | S17 | . | T158 | 0.06 | 2.5548
DK_CA_Kbh | . | S17 | . | T159 | 0.12 | 5.1097
DK_CA_Kbh | . | S17 | . | T160 | 0.12 | 5.1097
DK_CA_Kbh | . | S17 | . | T161 | 0.19 | 8.0903
DK_CA_Kbh | . | S17 | . | T162 | 0.3 | 12.7742
DK_CA_Kbh | . | S17 | . | T163 | 0.3 | 12.7742
DK_CA_Kbh | . | S17 | . | T164 | 0.19 | 8.0903
DK_CA_Kbh | . | S17 | . | T165 | 0.12 | 5.1097
DK_CA_Kbh | . | S17 | . | T166 | 0.3 | 12.7742
DK_CA_Kbh | . | S17 | . | T167 | 0.42 | 17.8839
DK_CA_Kbh | . | S17 | . | T168 | 0.3 | 12.7742
DK_CA_Kbh | . | S18 | . | T001 | 0.3 | 12.7742
DK_CA_Kbh | . | S18 | . | T002 | 0.3 | 12.7742
DK_CA_Kbh | . | S18 | . | T003 | 0.3 | 12.7742
DK_CA_Kbh | . | S18 | . | T004 | 0.3 | 12.7742
DK_CA_Kbh | . | S18 | . | T005 | 0.3 | 12.7742
DK_CA_Kbh | . | S18 | . | T006 | 0.3 | 12.7742
DK_CA_Kbh | . | S18 | . | T007 | 0.3 | 12.7742
DK_CA_Kbh | . | S18 | . | T008 | 0.42 | 17.8839
DK_CA_Kbh | . | S18 | . | T009 | 0.3 | 12.7742
DK_CA_Kbh | . | S18 | . | T010 | 0.19 | 8.0903
DK_CA_Kbh | . | S18 | . | T011 | 0.12 | 5.1097
DK_CA_Kbh | . | S18 | . | T012 | 0.19 | 8.0903
DK_CA_Kbh | . | S18 | . | T013 | 0.12 | 5.1097
DK_CA_Kbh | . | S18 | . | T014 | 0.12 | 5.1097
DK_CA_Kbh | . | S18 | . | T015 | 0.06 | 2.5548
DK_CA_Kbh | . | S18 | . | T016 | 0.03 | 1.2774
DK_CA_Kbh | . | S18 | . | T017 | 0.03 | 1.2774
DK_CA_Kbh | . | S18 | . | T018 | 0.03 | 1.2774
DK_CA_Kbh | . | S18 | . | T019 | 0.03 | 1.2774
DK_CA_Kbh | . | S18 | . | T020 | 0.03 | 1.2774
DK_CA_Kbh | . | S18 | . | T021 | 0 | 0
DK_CA_Kbh | . | S18 | . | T022 | 0 | 0
DK_CA_Kbh | . | S18 | . | T023 | 0 | 0
DK_CA_Kbh | . | S18 | . | T024 | 0.06 | 2.5548
DK_CA_Kbh | . | S18 | . | T025 | 0.06 | 2.5548
DK_CA_Kbh | . | S18 | . | T026 | 0.06 | 2.5548
DK_CA_Kbh | . | S18 | . | T027 | 0.12 | 5.1097
DK_CA_Kbh | . | S18 | . | T028 | 0.12 | 5.1097
DK_CA_Kbh | . | S18 | . | T029 | 0.19 | 8.0903
DK_CA_Kbh | . | S18 | . | T030 | 0.3 | 12.7742
DK_CA_Kbh | . | S18 | . | T031 | 0.3 | 12.7742
DK_CA_Kbh | . | S18 | . | T032 | 0.3 | 12.7742
DK_CA_Kbh | . | S18 | . | T033 | 0.19 | 8.0903
DK_CA_Kbh | . | S18 | . | T034 | 0.19 | 8.0903
DK_CA_Kbh | . | S18 | . | T035 | 0.19 | 8.0903
DK_CA_Kbh | . | S18 | . | T036 | 0.19 | 8.0903
DK_CA_Kbh | . | S18 | . | T037 | 0.19 | 8.0903
DK_CA_Kbh | . | S18 | . | T038 | 0.19 | 8.0903
DK_CA_Kbh | . | S18 | . | T039 | 0.19 | 8.0903
DK_CA_Kbh | . | S18 | . | T040 | 0.12 | 5.1097
DK_CA_Kbh | . | S18 | . | T041 | 0.12 | 5.1097
DK_CA_Kbh | . | S18 | . | T042 | 0.06 | 2.5548
DK_CA_Kbh | . | S18 | . | T043 | 0.06 | 2.5548
DK_CA_Kbh | . | S18 | . | T044 | 0.03 | 1.2774
DK_CA_Kbh | . | S18 | . | T045 | 0 | 0
DK_CA_Kbh | . | S18 | . | T046 | 0 | 0
DK_CA_Kbh | . | S18 | . | T047 | 0 | 0
DK_CA_Kbh | . | S18 | . | T048 | 0 | 0
DK_CA_Kbh | . | S18 | . | T049 | 0.06 | 2.5548
DK_CA_Kbh | . | S18 | . | T050 | 0.12 | 5.1097
DK_CA_Kbh | . | S18 | . | T051 | 0.12 | 5.1097
DK_CA_Kbh | . | S18 | . | T052 | 0.19 | 8.0903
DK_CA_Kbh | . | S18 | . | T053 | 0.19 | 8.0903
DK_CA_Kbh | . | S18 | . | T054 | 0.19 | 8.0903
DK_CA_Kbh | . | S18 | . | T055 | 0.19 | 8.0903
DK_CA_Kbh | . | S18 | . | T056 | 0.12 | 5.1097
DK_CA_Kbh | . | S18 | . | T057 | 0.12 | 5.1097
DK_CA_Kbh | . | S18 | . | T058 | 0.12 | 5.1097
DK_CA_Kbh | . | S18 | . | T059 | 0.19 | 8.0903
DK_CA_Kbh | . | S18 | . | T060 | 0.19 | 8.0903
DK_CA_Kbh | . | S18 | . | T061 | 0.12 | 5.1097
DK_CA_Kbh | . | S18 | . | T062 | 0.12 | 5.1097
DK_CA_Kbh | . | S18 | . | T063 | 0.12 | 5.1097
DK_CA_Kbh | . | S18 | . | T064 | 0.12 | 5.1097
DK_CA_Kbh | . | S18 | . | T065 | 0.12 | 5.1097
DK_CA_Kbh | . | S18 | . | T066 | 0.12 | 5.1097
DK_CA_Kbh | . | S18 | . | T067 | 0.06 | 2.5548
DK_CA_Kbh | . | S18 | . | T068 | 0.06 | 2.5548
DK_CA_Kbh | . | S18 | . | T069 | 0.06 | 2.5548
DK_CA_Kbh | . | S18 | . | T070 | 0.12 | 5.1097
DK_CA_Kbh | . | S18 | . | T071 | 0.19 | 8.0903
DK_CA_Kbh | . | S18 | . | T072 | 0.3 | 12.7742
DK_CA_Kbh | . | S18 | . | T073 | 0.3 | 12.7742
DK_CA_Kbh | . | S18 | . | T074 | 0.3 | 12.7742
DK_CA_Kbh | . | S18 | . | T075 | 0.19 | 8.0903
DK_CA_Kbh | . | S18 | . | T076 | 0.19 | 8.0903
DK_CA_Kbh | . | S18 | . | T077 | 0.19 | 8.0903
DK_CA_Kbh | . | S18 | . | T078 | 0.19 | 8.0903
DK_CA_Kbh | . | S18 | . | T079 | 0.12 | 5.1097
DK_CA_Kbh | . | S18 | . | T080 | 0.06 | 2.5548
DK_CA_Kbh | . | S18 | . | T081 | 0 | 0
DK_CA_Kbh | . | S18 | . | T082 | 0 | 0
DK_CA_Kbh | . | S18 | . | T083 | 0 | 0
DK_CA_Kbh | . | S18 | . | T084 | 0 | 0
DK_CA_Kbh | . | S18 | . | T085 | 0 | 0
DK_CA_Kbh | . | S18 | . | T086 | 0 | 0
DK_CA_Kbh | . | S18 | . | T087 | 0 | 0
DK_CA_Kbh | . | S18 | . | T088 | 0 | 0
DK_CA_Kbh | . | S18 | . | T089 | 0 | 0
DK_CA_Kbh | . | S18 | . | T090 | 0 | 0
DK_CA_Kbh | . | S18 | . | T091 | 0.03 | 1.2774
DK_CA_Kbh | . | S18 | . | T092 | 0.06 | 2.5548
DK_CA_Kbh | . | S18 | . | T093 | 0.12 | 5.1097
DK_CA_Kbh | . | S18 | . | T094 | 0.19 | 8.0903
DK_CA_Kbh | . | S18 | . | T095 | 0.19 | 8.0903
DK_CA_Kbh | . | S18 | . | T096 | 0.3 | 12.7742
DK_CA_Kbh | . | S18 | . | T097 | 0.3 | 12.7742
DK_CA_Kbh | . | S18 | . | T098 | 0.3 | 12.7742
DK_CA_Kbh | . | S18 | . | T099 | 0.3 | 12.7742
DK_CA_Kbh | . | S18 | . | T100 | 0.3 | 12.7742
DK_CA_Kbh | . | S18 | . | T101 | 0.3 | 12.7742
DK_CA_Kbh | . | S18 | . | T102 | 0.3 | 12.7742
DK_CA_Kbh | . | S18 | . | T103 | 0.19 | 8.0903
DK_CA_Kbh | . | S18 | . | T104 | 0.03 | 1.2774
DK_CA_Kbh | . | S18 | . | T105 | 0.03 | 1.2774
DK_CA_Kbh | . | S18 | . | T106 | 0.03 | 1.2774
DK_CA_Kbh | . | S18 | . | T107 | 0.06 | 2.5548
DK_CA_Kbh | . | S18 | . | T108 | 0.12 | 5.1097
DK_CA_Kbh | . | S18 | . | T109 | 0.19 | 8.0903
DK_CA_Kbh | . | S18 | . | T110 | 0.19 | 8.0903
DK_CA_Kbh | . | S18 | . | T111 | 0.12 | 5.1097
DK_CA_Kbh | . | S18 | . | T112 | 0.19 | 8.0903
DK_CA_Kbh | . | S18 | . | T113 | 0.19 | 8.0903
DK_CA_Kbh | . | S18 | . | T114 | 0.06 | 2.5548
DK_CA_Kbh | . | S18 | . | T115 | 0.03 | 1.2774
DK_CA_Kbh | . | S18 | . | T116 | 0.06 | 2.5548
DK_CA_Kbh | . | S18 | . | T117 | 0.06 | 2.5548
DK_CA_Kbh | . | S18 | . | T118 | 0.06 | 2.5548
DK_CA_Kbh | . | S18 | . | T119 | 0.06 | 2.5548
DK_CA_Kbh | . | S18 | . | T120 | 0.06 | 2.5548
DK_CA_Kbh | . | S18 | . | T121 | 0.06 | 2.5548
DK_CA_Kbh | . | S18 | . | T122 | 0.12 | 5.1097
DK_CA_Kbh | . | S18 | . | T123 | 0.19 | 8.0903
DK_CA_Kbh | . | S18 | . | T124 | 0.3 | 12.7742
DK_CA_Kbh | . | S18 | . | T125 | 0.3 | 12.7742
DK_CA_Kbh | . | S18 | . | T126 | 0.3 | 12.7742
DK_CA_Kbh | . | S18 | . | T127 | 0.3 | 12.7742
DK_CA_Kbh | . | S18 | . | T128 | 0.3 | 12.7742
DK_CA_Kbh | . | S18 | . | T129 | 0.3 | 12.7742
DK_CA_Kbh | . | S18 | . | T130 | 0.3 | 12.7742
DK_CA_Kbh | . | S18 | . | T131 | 0.19 | 8.0903
DK_CA_Kbh | . | S18 | . | T132 | 0.3 | 12.7742
DK_CA_Kbh | . | S18 | . | T133 | 0.19 | 8.0903
DK_CA_Kbh | . | S18 | . | T134 | 0.19 | 8.0903
DK_CA_Kbh | . | S18 | . | T135 | 0.19 | 8.0903
DK_CA_Kbh | . | S18 | . | T136 | 0.19 | 8.0903
DK_CA_Kbh | . | S18 | . | T137 | 0.19 | 8.0903
DK_CA_Kbh | . | S18 | . | T138 | 0.12 | 5.1097
DK_CA_Kbh | . | S18 | . | T139 | 0.06 | 2.5548
DK_CA_Kbh | . | S18 | . | T140 | 0.06 | 2.5548
DK_CA_Kbh | . | S18 | . | T141 | 0.06 | 2.5548
DK_CA_Kbh | . | S18 | . | T142 | 0.06 | 2.5548
DK_CA_Kbh | . | S18 | . | T143 | 0.19 | 8.0903
DK_CA_Kbh | . | S18 | . | T144 | 0.19 | 8.0903
DK_CA_Kbh | . | S18 | . | T145 | 0.19 | 8.0903
DK_CA_Kbh | . | S18 | . | T146 | 0.12 | 5.1097
DK_CA_Kbh | . | S18 | . | T147 | 0.12 | 5.1097
DK_CA_Kbh | . | S18 | . | T148 | 0.12 | 5.1097
DK_CA_Kbh | . | S18 | . | T149 | 0.12 | 5.1097
DK_CA_Kbh | . | S18 | . | T150 | 0.12 | 5.1097
DK_CA_Kbh | . | S18 | . | T151 | 0.06 | 2.5548
DK_CA_Kbh | . | S18 | . | T152 | 0.06 | 2.5548
DK_CA_Kbh | . | S18 | . | T153 | 0.06 | 2.5548
DK_CA_Kbh | . | S18 | . | T154 | 0.12 | 5.1097
DK_CA_Kbh | . | S18 | . | T155 | 0.19 | 8.0903
DK_CA_Kbh | . | S18 | . | T156 | 0.19 | 8.0903
DK_CA_Kbh | . | S18 | . | T157 | 0.3 | 12.7742
DK_CA_Kbh | . | S18 | . | T158 | 0.3 | 12.7742
DK_CA_Kbh | . | S18 | . | T159 | 0.3 | 12.7742
DK_CA_Kbh | . | S18 | . | T160 | 0.3 | 12.7742
DK_CA_Kbh | . | S18 | . | T161 | 0.3 | 12.7742
DK_CA_Kbh | . | S18 | . | T162 | 0.42 | 17.8839
DK_CA_Kbh | . | S18 | . | T163 | 0.3 | 12.7742
DK_CA_Kbh | . | S18 | . | T164 | 0.3 | 12.7742
DK_CA_Kbh | . | S18 | . | T165 | 0.3 | 12.7742
DK_CA_Kbh | . | S18 | . | T166 | 0.3 | 12.7742
DK_CA_Kbh | . | S18 | . | T167 | 0.3 | 12.7742
DK_CA_Kbh | . | S18 | . | T168 | 0.42 | 17.8839
DK_CA_Kbh | . | S19 | . | T001 | 0.42 | 17.8839
DK_CA_Kbh | . | S19 | . | T002 | 0.3 | 12.7742
DK_CA_Kbh | . | S19 | . | T003 | 0.3 | 12.7742
DK_CA_Kbh | . | S19 | . | T004 | 0.42 | 17.8839
DK_CA_Kbh | . | S19 | . | T005 | 0.42 | 17.8839
DK_CA_Kbh | . | S19 | . | T006 | 0.3 | 12.7742
DK_CA_Kbh | . | S19 | . | T007 | 0.19 | 8.0903
DK_CA_Kbh | . | S19 | . | T008 | 0.3 | 12.7742
DK_CA_Kbh | . | S19 | . | T009 | 0.3 | 12.7742
DK_CA_Kbh | . | S19 | . | T010 | 0.42 | 17.8839
DK_CA_Kbh | . | S19 | . | T011 | 0.42 | 17.8839
DK_CA_Kbh | . | S19 | . | T012 | 0.57 | 24.271
DK_CA_Kbh | . | S19 | . | T013 | 0.57 | 24.271
DK_CA_Kbh | . | S19 | . | T014 | 0.72 | 30.658
DK_CA_Kbh | . | S19 | . | T015 | 0.72 | 30.658
DK_CA_Kbh | . | S19 | . | T016 | 0.57 | 24.271
DK_CA_Kbh | . | S19 | . | T017 | 0.57 | 24.271
DK_CA_Kbh | . | S19 | . | T018 | 0.42 | 17.8839
DK_CA_Kbh | . | S19 | . | T019 | 0.3 | 12.7742
DK_CA_Kbh | . | S19 | . | T020 | 0.19 | 8.0903
DK_CA_Kbh | . | S19 | . | T021 | 0.19 | 8.0903
DK_CA_Kbh | . | S19 | . | T022 | 0.19 | 8.0903
DK_CA_Kbh | . | S19 | . | T023 | 0.19 | 8.0903
DK_CA_Kbh | . | S19 | . | T024 | 0.19 | 8.0903
DK_CA_Kbh | . | S19 | . | T025 | 0.42 | 17.8839
DK_CA_Kbh | . | S19 | . | T026 | 0.42 | 17.8839
DK_CA_Kbh | . | S19 | . | T027 | 0.42 | 17.8839
DK_CA_Kbh | . | S19 | . | T028 | 0.3 | 12.7742
DK_CA_Kbh | . | S19 | . | T029 | 0.3 | 12.7742
DK_CA_Kbh | . | S19 | . | T030 | 0.3 | 12.7742
DK_CA_Kbh | . | S19 | . | T031 | 0.3 | 12.7742
DK_CA_Kbh | . | S19 | . | T032 | 0.06 | 2.5548
DK_CA_Kbh | . | S19 | . | T033 | 0.06 | 2.5548
DK_CA_Kbh | . | S19 | . | T034 | 0.03 | 1.2774
DK_CA_Kbh | . | S19 | . | T035 | 0.03 | 1.2774
DK_CA_Kbh | . | S19 | . | T036 | 0.03 | 1.2774
DK_CA_Kbh | . | S19 | . | T037 | 0.03 | 1.2774
DK_CA_Kbh | . | S19 | . | T038 | 0 | 0
DK_CA_Kbh | . | S19 | . | T039 | 0 | 0
DK_CA_Kbh | . | S19 | . | T040 | 0 | 0
DK_CA_Kbh | . | S19 | . | T041 | 0 | 0
DK_CA_Kbh | . | S19 | . | T042 | 0 | 0
DK_CA_Kbh | . | S19 | . | T043 | 0 | 0
DK_CA_Kbh | . | S19 | . | T044 | 0.03 | 1.2774
DK_CA_Kbh | . | S19 | . | T045 | 0.03 | 1.2774
DK_CA_Kbh | . | S19 | . | T046 | 0.03 | 1.2774
DK_CA_Kbh | . | S19 | . | T047 | 0.03 | 1.2774
DK_CA_Kbh | . | S19 | . | T048 | 0.03 | 1.2774
DK_CA_Kbh | . | S19 | . | T049 | 0.06 | 2.5548
DK_CA_Kbh | . | S19 | . | T050 | 0.06 | 2.5548
DK_CA_Kbh | . | S19 | . | T051 | 0.06 | 2.5548
DK_CA_Kbh | . | S19 | . | T052 | 0.06 | 2.5548
DK_CA_Kbh | . | S19 | . | T053 | 0.06 | 2.5548
DK_CA_Kbh | . | S19 | . | T054 | 0.06 | 2.5548
DK_CA_Kbh | . | S19 | . | T055 | 0.06 | 2.5548
DK_CA_Kbh | . | S19 | . | T056 | 0.03 | 1.2774
DK_CA_Kbh | . | S19 | . | T057 | 0.03 | 1.2774
DK_CA_Kbh | . | S19 | . | T058 | 0.03 | 1.2774
DK_CA_Kbh | . | S19 | . | T059 | 0.06 | 2.5548
DK_CA_Kbh | . | S19 | . | T060 | 0.12 | 5.1097
DK_CA_Kbh | . | S19 | . | T061 | 0.12 | 5.1097
DK_CA_Kbh | . | S19 | . | T062 | 0.12 | 5.1097
DK_CA_Kbh | . | S19 | . | T063 | 0.12 | 5.1097
DK_CA_Kbh | . | S19 | . | T064 | 0.12 | 5.1097
DK_CA_Kbh | . | S19 | . | T065 | 0.12 | 5.1097
DK_CA_Kbh | . | S19 | . | T066 | 0.12 | 5.1097
DK_CA_Kbh | . | S19 | . | T067 | 0.06 | 2.5548
DK_CA_Kbh | . | S19 | . | T068 | 0.06 | 2.5548
DK_CA_Kbh | . | S19 | . | T069 | 0.03 | 1.2774
DK_CA_Kbh | . | S19 | . | T070 | 0.03 | 1.2774
DK_CA_Kbh | . | S19 | . | T071 | 0.06 | 2.5548
DK_CA_Kbh | . | S19 | . | T072 | 0.06 | 2.5548
DK_CA_Kbh | . | S19 | . | T073 | 0.06 | 2.5548
DK_CA_Kbh | . | S19 | . | T074 | 0.12 | 5.1097
DK_CA_Kbh | . | S19 | . | T075 | 0.12 | 5.1097
DK_CA_Kbh | . | S19 | . | T076 | 0.12 | 5.1097
DK_CA_Kbh | . | S19 | . | T077 | 0.19 | 8.0903
DK_CA_Kbh | . | S19 | . | T078 | 0.19 | 8.0903
DK_CA_Kbh | . | S19 | . | T079 | 0.19 | 8.0903
DK_CA_Kbh | . | S19 | . | T080 | 0.03 | 1.2774
DK_CA_Kbh | . | S19 | . | T081 | 0 | 0
DK_CA_Kbh | . | S19 | . | T082 | 0 | 0
DK_CA_Kbh | . | S19 | . | T083 | 0 | 0
DK_CA_Kbh | . | S19 | . | T084 | 0 | 0
DK_CA_Kbh | . | S19 | . | T085 | 0.03 | 1.2774
DK_CA_Kbh | . | S19 | . | T086 | 0.03 | 1.2774
DK_CA_Kbh | . | S19 | . | T087 | 0.03 | 1.2774
DK_CA_Kbh | . | S19 | . | T088 | 0.03 | 1.2774
DK_CA_Kbh | . | S19 | . | T089 | 0.03 | 1.2774
DK_CA_Kbh | . | S19 | . | T090 | 0.03 | 1.2774
DK_CA_Kbh | . | S19 | . | T091 | 0.03 | 1.2774
DK_CA_Kbh | . | S19 | . | T092 | 0 | 0
DK_CA_Kbh | . | S19 | . | T093 | 0 | 0
DK_CA_Kbh | . | S19 | . | T094 | 0 | 0
DK_CA_Kbh | . | S19 | . | T095 | 0 | 0
DK_CA_Kbh | . | S19 | . | T096 | 0 | 0
DK_CA_Kbh | . | S19 | . | T097 | 0 | 0
DK_CA_Kbh | . | S19 | . | T098 | 0 | 0
DK_CA_Kbh | . | S19 | . | T099 | 0 | 0
DK_CA_Kbh | . | S19 | . | T100 | 0 | 0
DK_CA_Kbh | . | S19 | . | T101 | 0 | 0
DK_CA_Kbh | . | S19 | . | T102 | 0 | 0
DK_CA_Kbh | . | S19 | . | T103 | 0 | 0
DK_CA_Kbh | . | S19 | . | T104 | 0 | 0
DK_CA_Kbh | . | S19 | . | T105 | 0 | 0
DK_CA_Kbh | . | S19 | . | T106 | 0 | 0
DK_CA_Kbh | . | S19 | . | T107 | 0 | 0
DK_CA_Kbh | . | S19 | . | T108 | 0 | 0
DK_CA_Kbh | . | S19 | . | T109 | 0 | 0
DK_CA_Kbh | . | S19 | . | T110 | 0.03 | 1.2774
DK_CA_Kbh | . | S19 | . | T111 | 0.06 | 2.5548
DK_CA_Kbh | . | S19 | . | T112 | 0.12 | 5.1097
DK_CA_Kbh | . | S19 | . | T113 | 0.12 | 5.1097
DK_CA_Kbh | . | S19 | . | T114 | 0.12 | 5.1097
DK_CA_Kbh | . | S19 | . | T115 | 0.06 | 2.5548
DK_CA_Kbh | . | S19 | . | T116 | 0.12 | 5.1097
DK_CA_Kbh | . | S19 | . | T117 | 0.19 | 8.0903
DK_CA_Kbh | . | S19 | . | T118 | 0.3 | 12.7742
DK_CA_Kbh | . | S19 | . | T119 | 0.3 | 12.7742
DK_CA_Kbh | . | S19 | . | T120 | 0.3 | 12.7742
DK_CA_Kbh | . | S19 | . | T121 | 0.19 | 8.0903
DK_CA_Kbh | . | S19 | . | T122 | 0.12 | 5.1097
DK_CA_Kbh | . | S19 | . | T123 | 0.19 | 8.0903
DK_CA_Kbh | . | S19 | . | T124 | 0.19 | 8.0903
DK_CA_Kbh | . | S19 | . | T125 | 0.06 | 2.5548
DK_CA_Kbh | . | S19 | . | T126 | 0.03 | 1.2774
DK_CA_Kbh | . | S19 | . | T127 | 0 | 0
DK_CA_Kbh | . | S19 | . | T128 | 0 | 0
DK_CA_Kbh | . | S19 | . | T129 | 0 | 0
DK_CA_Kbh | . | S19 | . | T130 | 0 | 0
DK_CA_Kbh | . | S19 | . | T131 | 0 | 0
DK_CA_Kbh | . | S19 | . | T132 | 0 | 0
DK_CA_Kbh | . | S19 | . | T133 | 0 | 0
DK_CA_Kbh | . | S19 | . | T134 | 0.03 | 1.2774
DK_CA_Kbh | . | S19 | . | T135 | 0.06 | 2.5548
DK_CA_Kbh | . | S19 | . | T136 | 0.12 | 5.1097
DK_CA_Kbh | . | S19 | . | T137 | 0.12 | 5.1097
DK_CA_Kbh | . | S19 | . | T138 | 0.12 | 5.1097
DK_CA_Kbh | . | S19 | . | T139 | 0.06 | 2.5548
DK_CA_Kbh | . | S19 | . | T140 | 0.06 | 2.5548
DK_CA_Kbh | . | S19 | . | T141 | 0.06 | 2.5548
DK_CA_Kbh | . | S19 | . | T142 | 0.06 | 2.5548
DK_CA_Kbh | . | S19 | . | T143 | 0.12 | 5.1097
DK_CA_Kbh | . | S19 | . | T144 | 0.06 | 2.5548
DK_CA_Kbh | . | S19 | . | T145 | 0.06 | 2.5548
DK_CA_Kbh | . | S19 | . | T146 | 0.03 | 1.2774
DK_CA_Kbh | . | S19 | . | T147 | 0 | 0
DK_CA_Kbh | . | S19 | . | T148 | 0 | 0
DK_CA_Kbh | . | S19 | . | T149 | 0 | 0
DK_CA_Kbh | . | S19 | . | T150 | 0 | 0
DK_CA_Kbh | . | S19 | . | T151 | 0 | 0
DK_CA_Kbh | . | S19 | . | T152 | 0 | 0
DK_CA_Kbh | . | S19 | . | T153 | 0 | 0
DK_CA_Kbh | . | S19 | . | T154 | 0 | 0
DK_CA_Kbh | . | S19 | . | T155 | 0 | 0
DK_CA_Kbh | . | S19 | . | T156 | 0 | 0
DK_CA_Kbh | . | S19 | . | T157 | 0.03 | 1.2774
DK_CA_Kbh | . | S19 | . | T158 | 0.03 | 1.2774
DK_CA_Kbh | . | S19 | . | T159 | 0.03 | 1.2774
DK_CA_Kbh | . | S19 | . | T160 | 0.03 | 1.2774
DK_CA_Kbh | . | S19 | . | T161 | 0.03 | 1.2774
DK_CA_Kbh | . | S19 | . | T162 | 0 | 0
DK_CA_Kbh | . | S19 | . | T163 | 0.03 | 1.2774
DK_CA_Kbh | . | S19 | . | T164 | 0.12 | 5.1097
DK_CA_Kbh | . | S19 | . | T165 | 0.19 | 8.0903
DK_CA_Kbh | . | S19 | . | T166 | 0.19 | 8.0903
DK_CA_Kbh | . | S19 | . | T167 | 0.3 | 12.7742
DK_CA_Kbh | . | S19 | . | T168 | 0.19 | 8.0903
DK_CA_Kbh | . | S20 | . | T001 | 0.12 | 5.1097
DK_CA_Kbh | . | S20 | . | T002 | 0.06 | 2.5548
DK_CA_Kbh | . | S20 | . | T003 | 0.06 | 2.5548
DK_CA_Kbh | . | S20 | . | T004 | 0.06 | 2.5548
DK_CA_Kbh | . | S20 | . | T005 | 0.12 | 5.1097
DK_CA_Kbh | . | S20 | . | T006 | 0.12 | 5.1097
DK_CA_Kbh | . | S20 | . | T007 | 0.12 | 5.1097
DK_CA_Kbh | . | S20 | . | T008 | 0 | 0
DK_CA_Kbh | . | S20 | . | T009 | 0.03 | 1.2774
DK_CA_Kbh | . | S20 | . | T010 | 0.03 | 1.2774
DK_CA_Kbh | . | S20 | . | T011 | 0.06 | 2.5548
DK_CA_Kbh | . | S20 | . | T012 | 0.12 | 5.1097
DK_CA_Kbh | . | S20 | . | T013 | 0.12 | 5.1097
DK_CA_Kbh | . | S20 | . | T014 | 0.12 | 5.1097
DK_CA_Kbh | . | S20 | . | T015 | 0.19 | 8.0903
DK_CA_Kbh | . | S20 | . | T016 | 0.19 | 8.0903
DK_CA_Kbh | . | S20 | . | T017 | 0.12 | 5.1097
DK_CA_Kbh | . | S20 | . | T018 | 0.12 | 5.1097
DK_CA_Kbh | . | S20 | . | T019 | 0.12 | 5.1097
DK_CA_Kbh | . | S20 | . | T020 | 0.19 | 8.0903
DK_CA_Kbh | . | S20 | . | T021 | 0.19 | 8.0903
DK_CA_Kbh | . | S20 | . | T022 | 0.19 | 8.0903
DK_CA_Kbh | . | S20 | . | T023 | 0.12 | 5.1097
DK_CA_Kbh | . | S20 | . | T024 | 0.06 | 2.5548
DK_CA_Kbh | . | S20 | . | T025 | 0 | 0
DK_CA_Kbh | . | S20 | . | T026 | 0 | 0
DK_CA_Kbh | . | S20 | . | T027 | 0 | 0
DK_CA_Kbh | . | S20 | . | T028 | 0 | 0
DK_CA_Kbh | . | S20 | . | T029 | 0 | 0
DK_CA_Kbh | . | S20 | . | T030 | 0 | 0
DK_CA_Kbh | . | S20 | . | T031 | 0 | 0
DK_CA_Kbh | . | S20 | . | T032 | 0 | 0
DK_CA_Kbh | . | S20 | . | T033 | 0 | 0
DK_CA_Kbh | . | S20 | . | T034 | 0 | 0
DK_CA_Kbh | . | S20 | . | T035 | 0 | 0
DK_CA_Kbh | . | S20 | . | T036 | 0.03 | 1.2774
DK_CA_Kbh | . | S20 | . | T037 | 0.03 | 1.2774
DK_CA_Kbh | . | S20 | . | T038 | 0.03 | 1.2774
DK_CA_Kbh | . | S20 | . | T039 | 0.03 | 1.2774
DK_CA_Kbh | . | S20 | . | T040 | 0.03 | 1.2774
DK_CA_Kbh | . | S20 | . | T041 | 0 | 0
DK_CA_Kbh | . | S20 | . | T042 | 0 | 0
DK_CA_Kbh | . | S20 | . | T043 | 0 | 0
DK_CA_Kbh | . | S20 | . | T044 | 0 | 0
DK_CA_Kbh | . | S20 | . | T045 | 0 | 0
DK_CA_Kbh | . | S20 | . | T046 | 0 | 0
DK_CA_Kbh | . | S20 | . | T047 | 0 | 0
DK_CA_Kbh | . | S20 | . | T048 | 0 | 0
DK_CA_Kbh | . | S20 | . | T049 | 0 | 0
DK_CA_Kbh | . | S20 | . | T050 | 0 | 0
DK_CA_Kbh | . | S20 | . | T051 | 0.03 | 1.2774
DK_CA_Kbh | . | S20 | . | T052 | 0.03 | 1.2774
DK_CA_Kbh | . | S20 | . | T053 | 0.03 | 1.2774
DK_CA_Kbh | . | S20 | . | T054 | 0.06 | 2.5548
DK_CA_Kbh | . | S20 | . | T055 | 0.12 | 5.1097
DK_CA_Kbh | . | S20 | . | T056 | 0.12 | 5.1097
DK_CA_Kbh | . | S20 | . | T057 | 0.06 | 2.5548
DK_CA_Kbh | . | S20 | . | T058 | 0.06 | 2.5548
DK_CA_Kbh | . | S20 | . | T059 | 0.12 | 5.1097
DK_CA_Kbh | . | S20 | . | T060 | 0.12 | 5.1097
DK_CA_Kbh | . | S20 | . | T061 | 0.19 | 8.0903
DK_CA_Kbh | . | S20 | . | T062 | 0.12 | 5.1097
DK_CA_Kbh | . | S20 | . | T063 | 0.06 | 2.5548
DK_CA_Kbh | . | S20 | . | T064 | 0.03 | 1.2774
DK_CA_Kbh | . | S20 | . | T065 | 0.03 | 1.2774
DK_CA_Kbh | . | S20 | . | T066 | 0.06 | 2.5548
DK_CA_Kbh | . | S20 | . | T067 | 0.12 | 5.1097
DK_CA_Kbh | . | S20 | . | T068 | 0.12 | 5.1097
DK_CA_Kbh | . | S20 | . | T069 | 0.19 | 8.0903
DK_CA_Kbh | . | S20 | . | T070 | 0.19 | 8.0903
DK_CA_Kbh | . | S20 | . | T071 | 0.19 | 8.0903
DK_CA_Kbh | . | S20 | . | T072 | 0.19 | 8.0903
DK_CA_Kbh | . | S20 | . | T073 | 0.12 | 5.1097
DK_CA_Kbh | . | S20 | . | T074 | 0.12 | 5.1097
DK_CA_Kbh | . | S20 | . | T075 | 0.06 | 2.5548
DK_CA_Kbh | . | S20 | . | T076 | 0.03 | 1.2774
DK_CA_Kbh | . | S20 | . | T077 | 0.03 | 1.2774
DK_CA_Kbh | . | S20 | . | T078 | 0.03 | 1.2774
DK_CA_Kbh | . | S20 | . | T079 | 0.19 | 8.0903
DK_CA_Kbh | . | S20 | . | T080 | 0.3 | 12.7742
DK_CA_Kbh | . | S20 | . | T081 | 0.19 | 8.0903
DK_CA_Kbh | . | S20 | . | T082 | 0.3 | 12.7742
DK_CA_Kbh | . | S20 | . | T083 | 0.42 | 17.8839
DK_CA_Kbh | . | S20 | . | T084 | 0.42 | 17.8839
DK_CA_Kbh | . | S20 | . | T085 | 0.42 | 17.8839
DK_CA_Kbh | . | S20 | . | T086 | 0.42 | 17.8839
DK_CA_Kbh | . | S20 | . | T087 | 0.42 | 17.8839
DK_CA_Kbh | . | S20 | . | T088 | 0.42 | 17.8839
DK_CA_Kbh | . | S20 | . | T089 | 0.42 | 17.8839
DK_CA_Kbh | . | S20 | . | T090 | 0.3 | 12.7742
DK_CA_Kbh | . | S20 | . | T091 | 0.3 | 12.7742
DK_CA_Kbh | . | S20 | . | T092 | 0.3 | 12.7742
DK_CA_Kbh | . | S20 | . | T093 | 0.3 | 12.7742
DK_CA_Kbh | . | S20 | . | T094 | 0.3 | 12.7742
DK_CA_Kbh | . | S20 | . | T095 | 0.3 | 12.7742
DK_CA_Kbh | . | S20 | . | T096 | 0.3 | 12.7742
DK_CA_Kbh | . | S20 | . | T097 | 0.3 | 12.7742
DK_CA_Kbh | . | S20 | . | T098 | 0.3 | 12.7742
DK_CA_Kbh | . | S20 | . | T099 | 0.19 | 8.0903
DK_CA_Kbh | . | S20 | . | T100 | 0.19 | 8.0903
DK_CA_Kbh | . | S20 | . | T101 | 0.19 | 8.0903
DK_CA_Kbh | . | S20 | . | T102 | 0.12 | 5.1097
DK_CA_Kbh | . | S20 | . | T103 | 0.12 | 5.1097
DK_CA_Kbh | . | S20 | . | T104 | 0.3 | 12.7742
DK_CA_Kbh | . | S20 | . | T105 | 0.3 | 12.7742
DK_CA_Kbh | . | S20 | . | T106 | 0.3 | 12.7742
DK_CA_Kbh | . | S20 | . | T107 | 0.3 | 12.7742
DK_CA_Kbh | . | S20 | . | T108 | 0.3 | 12.7742
DK_CA_Kbh | . | S20 | . | T109 | 0.3 | 12.7742
DK_CA_Kbh | . | S20 | . | T110 | 0.3 | 12.7742
DK_CA_Kbh | . | S20 | . | T111 | 0.3 | 12.7742
DK_CA_Kbh | . | S20 | . | T112 | 0.3 | 12.7742
DK_CA_Kbh | . | S20 | . | T113 | 0.19 | 8.0903
DK_CA_Kbh | . | S20 | . | T114 | 0.12 | 5.1097
DK_CA_Kbh | . | S20 | . | T115 | 0.06 | 2.5548
DK_CA_Kbh | . | S20 | . | T116 | 0.06 | 2.5548
DK_CA_Kbh | . | S20 | . | T117 | 0.12 | 5.1097
DK_CA_Kbh | . | S20 | . | T118 | 0.19 | 8.0903
DK_CA_Kbh | . | S20 | . | T119 | 0.19 | 8.0903
DK_CA_Kbh | . | S20 | . | T120 | 0.12 | 5.1097
DK_CA_Kbh | . | S20 | . | T121 | 0.06 | 2.5548
DK_CA_Kbh | . | S20 | . | T122 | 0.03 | 1.2774
DK_CA_Kbh | . | S20 | . | T123 | 0.12 | 5.1097
DK_CA_Kbh | . | S20 | . | T124 | 0.42 | 17.8839
DK_CA_Kbh | . | S20 | . | T125 | 0.42 | 17.8839
DK_CA_Kbh | . | S20 | . | T126 | 0.42 | 17.8839
DK_CA_Kbh | . | S20 | . | T127 | 0.57 | 24.271
DK_CA_Kbh | . | S20 | . | T128 | 0.57 | 24.271
DK_CA_Kbh | . | S20 | . | T129 | 0.57 | 24.271
DK_CA_Kbh | . | S20 | . | T130 | 0.57 | 24.271
DK_CA_Kbh | . | S20 | . | T131 | 0.72 | 30.658
DK_CA_Kbh | . | S20 | . | T132 | 0.72 | 30.658
DK_CA_Kbh | . | S20 | . | T133 | 0.72 | 30.658
DK_CA_Kbh | . | S20 | . | T134 | 0.85 | 36.1935
DK_CA_Kbh | . | S20 | . | T135 | 0.85 | 36.1935
DK_CA_Kbh | . | S20 | . | T136 | 0.85 | 36.1935
DK_CA_Kbh | . | S20 | . | T137 | 0.95 | 40.4516
DK_CA_Kbh | . | S20 | . | T138 | 0.95 | 40.4516
DK_CA_Kbh | . | S20 | . | T139 | 0.95 | 40.4516
DK_CA_Kbh | . | S20 | . | T140 | 0.99 | 42.1548
DK_CA_Kbh | . | S20 | . | T141 | 0.99 | 42.1548
DK_CA_Kbh | . | S20 | . | T142 | 0.95 | 40.4516
DK_CA_Kbh | . | S20 | . | T143 | 0.95 | 40.4516
DK_CA_Kbh | . | S20 | . | T144 | 0.95 | 40.4516
DK_CA_Kbh | . | S20 | . | T145 | 0.95 | 40.4516
DK_CA_Kbh | . | S20 | . | T146 | 0.95 | 40.4516
DK_CA_Kbh | . | S20 | . | T147 | 0.95 | 40.4516
DK_CA_Kbh | . | S20 | . | T148 | 0.95 | 40.4516
DK_CA_Kbh | . | S20 | . | T149 | 0.95 | 40.4516
DK_CA_Kbh | . | S20 | . | T150 | 0.99 | 42.1548
DK_CA_Kbh | . | S20 | . | T151 | 0.99 | 42.1548
DK_CA_Kbh | . | S20 | . | T152 | 1 | 42.5806
DK_CA_Kbh | . | S20 | . | T153 | 1 | 42.5806
DK_CA_Kbh | . | S20 | . | T154 | 1 | 42.5806
DK_CA_Kbh | . | S20 | . | T155 | 1 | 42.5806
DK_CA_Kbh | . | S20 | . | T156 | 0.99 | 42.1548
DK_CA_Kbh | . | S20 | . | T157 | 0.99 | 42.1548
DK_CA_Kbh | . | S20 | . | T158 | 0.99 | 42.1548
DK_CA_Kbh | . | S20 | . | T159 | 0.99 | 42.1548
DK_CA_Kbh | . | S20 | . | T160 | 0.99 | 42.1548
DK_CA_Kbh | . | S20 | . | T161 | 0.99 | 42.1548
DK_CA_Kbh | . | S20 | . | T162 | 0.95 | 40.4516
DK_CA_Kbh | . | S20 | . | T163 | 0.95 | 40.4516
DK_CA_Kbh | . | S20 | . | T164 | 0.85 | 36.1935
DK_CA_Kbh | . | S20 | . | T165 | 0.85 | 36.1935
DK_CA_Kbh | . | S20 | . | T166 | 0.85 | 36.1935
DK_CA_Kbh | . | S20 | . | T167 | 0.85 | 36.1935
DK_CA_Kbh | . | S20 | . | T168 | 0.72 | 30.658
DK_CA_Kbh | . | S21 | . | T001 | 0.72 | 30.658
DK_CA_Kbh | . | S21 | . | T002 | 0.72 | 30.658
DK_CA_Kbh | . | S21 | . | T003 | 0.57 | 24.271
DK_CA_Kbh | . | S21 | . | T004 | 0.57 | 24.271
DK_CA_Kbh | . | S21 | . | T005 | 0.57 | 24.271
DK_CA_Kbh | . | S21 | . | T006 | 0.57 | 24.271
DK_CA_Kbh | . | S21 | . | T007 | 0.42 | 17.8839
DK_CA_Kbh | . | S21 | . | T008 | 0.42 | 17.8839
DK_CA_Kbh | . | S21 | . | T009 | 0.57 | 24.271
DK_CA_Kbh | . | S21 | . | T010 | 0.42 | 17.8839
DK_CA_Kbh | . | S21 | . | T011 | 0.42 | 17.8839
DK_CA_Kbh | . | S21 | . | T012 | 0.42 | 17.8839
DK_CA_Kbh | . | S21 | . | T013 | 0.57 | 24.271
DK_CA_Kbh | . | S21 | . | T014 | 0.72 | 30.658
DK_CA_Kbh | . | S21 | . | T015 | 0.72 | 30.658
DK_CA_Kbh | . | S21 | . | T016 | 0.85 | 36.1935
DK_CA_Kbh | . | S21 | . | T017 | 0.85 | 36.1935
DK_CA_Kbh | . | S21 | . | T018 | 0.72 | 30.658
DK_CA_Kbh | . | S21 | . | T019 | 0.57 | 24.271
DK_CA_Kbh | . | S21 | . | T020 | 0.57 | 24.271
DK_CA_Kbh | . | S21 | . | T021 | 0.57 | 24.271
DK_CA_Kbh | . | S21 | . | T022 | 0.57 | 24.271
DK_CA_Kbh | . | S21 | . | T023 | 0.57 | 24.271
DK_CA_Kbh | . | S21 | . | T024 | 0.57 | 24.271
DK_CA_Kbh | . | S21 | . | T025 | 0.57 | 24.271
DK_CA_Kbh | . | S21 | . | T026 | 0.42 | 17.8839
DK_CA_Kbh | . | S21 | . | T027 | 0.42 | 17.8839
DK_CA_Kbh | . | S21 | . | T028 | 0.3 | 12.7742
DK_CA_Kbh | . | S21 | . | T029 | 0.19 | 8.0903
DK_CA_Kbh | . | S21 | . | T030 | 0.12 | 5.1097
DK_CA_Kbh | . | S21 | . | T031 | 0.06 | 2.5548
DK_CA_Kbh | . | S21 | . | T032 | 0.19 | 8.0903
DK_CA_Kbh | . | S21 | . | T033 | 0.12 | 5.1097
DK_CA_Kbh | . | S21 | . | T034 | 0.12 | 5.1097
DK_CA_Kbh | . | S21 | . | T035 | 0.19 | 8.0903
DK_CA_Kbh | . | S21 | . | T036 | 0.19 | 8.0903
DK_CA_Kbh | . | S21 | . | T037 | 0.3 | 12.7742
DK_CA_Kbh | . | S21 | . | T038 | 0.19 | 8.0903
DK_CA_Kbh | . | S21 | . | T039 | 0.19 | 8.0903
DK_CA_Kbh | . | S21 | . | T040 | 0.19 | 8.0903
DK_CA_Kbh | . | S21 | . | T041 | 0.12 | 5.1097
DK_CA_Kbh | . | S21 | . | T042 | 0.06 | 2.5548
DK_CA_Kbh | . | S21 | . | T043 | 0.06 | 2.5548
DK_CA_Kbh | . | S21 | . | T044 | 0.06 | 2.5548
DK_CA_Kbh | . | S21 | . | T045 | 0.06 | 2.5548
DK_CA_Kbh | . | S21 | . | T046 | 0.06 | 2.5548
DK_CA_Kbh | . | S21 | . | T047 | 0.06 | 2.5548
DK_CA_Kbh | . | S21 | . | T048 | 0.06 | 2.5548
DK_CA_Kbh | . | S21 | . | T049 | 0.06 | 2.5548
DK_CA_Kbh | . | S21 | . | T050 | 0.06 | 2.5548
DK_CA_Kbh | . | S21 | . | T051 | 0.06 | 2.5548
DK_CA_Kbh | . | S21 | . | T052 | 0.06 | 2.5548
DK_CA_Kbh | . | S21 | . | T053 | 0.06 | 2.5548
DK_CA_Kbh | . | S21 | . | T054 | 0.06 | 2.5548
DK_CA_Kbh | . | S21 | . | T055 | 0.03 | 1.2774
DK_CA_Kbh | . | S21 | . | T056 | 0 | 0
DK_CA_Kbh | . | S21 | . | T057 | 0 | 0
DK_CA_Kbh | . | S21 | . | T058 | 0 | 0
DK_CA_Kbh | . | S21 | . | T059 | 0 | 0
DK_CA_Kbh | . | S21 | . | T060 | 0 | 0
DK_CA_Kbh | . | S21 | . | T061 | 0.03 | 1.2774
DK_CA_Kbh | . | S21 | . | T062 | 0.06 | 2.5548
DK_CA_Kbh | . | S21 | . | T063 | 0.06 | 2.5548
DK_CA_Kbh | . | S21 | . | T064 | 0.06 | 2.5548
DK_CA_Kbh | . | S21 | . | T065 | 0.06 | 2.5548
DK_CA_Kbh | . | S21 | . | T066 | 0.03 | 1.2774
DK_CA_Kbh | . | S21 | . | T067 | 0 | 0
DK_CA_Kbh | . | S21 | . | T068 | 0.03 | 1.2774
DK_CA_Kbh | . | S21 | . | T069 | 0.12 | 5.1097
DK_CA_Kbh | . | S21 | . | T070 | 0.19 | 8.0903
DK_CA_Kbh | . | S21 | . | T071 | 0.3 | 12.7742
DK_CA_Kbh | . | S21 | . | T072 | 0.3 | 12.7742
DK_CA_Kbh | . | S21 | . | T073 | 0.3 | 12.7742
DK_CA_Kbh | . | S21 | . | T074 | 0.3 | 12.7742
DK_CA_Kbh | . | S21 | . | T075 | 0.19 | 8.0903
DK_CA_Kbh | . | S21 | . | T076 | 0.12 | 5.1097
DK_CA_Kbh | . | S21 | . | T077 | 0.12 | 5.1097
DK_CA_Kbh | . | S21 | . | T078 | 0.12 | 5.1097
DK_CA_Kbh | . | S21 | . | T079 | 0.06 | 2.5548
DK_CA_Kbh | . | S21 | . | T080 | 0.06 | 2.5548
DK_CA_Kbh | . | S21 | . | T081 | 0.06 | 2.5548
DK_CA_Kbh | . | S21 | . | T082 | 0.12 | 5.1097
DK_CA_Kbh | . | S21 | . | T083 | 0.19 | 8.0903
DK_CA_Kbh | . | S21 | . | T084 | 0.19 | 8.0903
DK_CA_Kbh | . | S21 | . | T085 | 0.3 | 12.7742
DK_CA_Kbh | . | S21 | . | T086 | 0.3 | 12.7742
DK_CA_Kbh | . | S21 | . | T087 | 0.3 | 12.7742
DK_CA_Kbh | . | S21 | . | T088 | 0.3 | 12.7742
DK_CA_Kbh | . | S21 | . | T089 | 0.3 | 12.7742
DK_CA_Kbh | . | S21 | . | T090 | 0.3 | 12.7742
DK_CA_Kbh | . | S21 | . | T091 | 0.3 | 12.7742
DK_CA_Kbh | . | S21 | . | T092 | 0.19 | 8.0903
DK_CA_Kbh | . | S21 | . | T093 | 0.3 | 12.7742
DK_CA_Kbh | . | S21 | . | T094 | 0.3 | 12.7742
DK_CA_Kbh | . | S21 | . | T095 | 0.3 | 12.7742
DK_CA_Kbh | . | S21 | . | T096 | 0.3 | 12.7742
DK_CA_Kbh | . | S21 | . | T097 | 0.3 | 12.7742
DK_CA_Kbh | . | S21 | . | T098 | 0.3 | 12.7742
DK_CA_Kbh | . | S21 | . | T099 | 0.3 | 12.7742
DK_CA_Kbh | . | S21 | . | T100 | 0.3 | 12.7742
DK_CA_Kbh | . | S21 | . | T101 | 0.3 | 12.7742
DK_CA_Kbh | . | S21 | . | T102 | 0.19 | 8.0903
DK_CA_Kbh | . | S21 | . | T103 | 0.12 | 5.1097
DK_CA_Kbh | . | S21 | . | T104 | 0.12 | 5.1097
DK_CA_Kbh | . | S21 | . | T105 | 0.12 | 5.1097
DK_CA_Kbh | . | S21 | . | T106 | 0.12 | 5.1097
DK_CA_Kbh | . | S21 | . | T107 | 0.19 | 8.0903
DK_CA_Kbh | . | S21 | . | T108 | 0.19 | 8.0903
DK_CA_Kbh | . | S21 | . | T109 | 0.19 | 8.0903
DK_CA_Kbh | . | S21 | . | T110 | 0.19 | 8.0903
DK_CA_Kbh | . | S21 | . | T111 | 0.19 | 8.0903
DK_CA_Kbh | . | S21 | . | T112 | 0.19 | 8.0903
DK_CA_Kbh | . | S21 | . | T113 | 0.12 | 5.1097
DK_CA_Kbh | . | S21 | . | T114 | 0.12 | 5.1097
DK_CA_Kbh | . | S21 | . | T115 | 0.12 | 5.1097
DK_CA_Kbh | . | S21 | . | T116 | 0.12 | 5.1097
DK_CA_Kbh | . | S21 | . | T117 | 0.06 | 2.5548
DK_CA_Kbh | . | S21 | . | T118 | 0.06 | 2.5548
DK_CA_Kbh | . | S21 | . | T119 | 0.12 | 5.1097
DK_CA_Kbh | . | S21 | . | T120 | 0.19 | 8.0903
DK_CA_Kbh | . | S21 | . | T121 | 0.19 | 8.0903
DK_CA_Kbh | . | S21 | . | T122 | 0.3 | 12.7742
DK_CA_Kbh | . | S21 | . | T123 | 0.42 | 17.8839
DK_CA_Kbh | . | S21 | . | T124 | 0.42 | 17.8839
DK_CA_Kbh | . | S21 | . | T125 | 0.3 | 12.7742
DK_CA_Kbh | . | S21 | . | T126 | 0.3 | 12.7742
DK_CA_Kbh | . | S21 | . | T127 | 0.12 | 5.1097
DK_CA_Kbh | . | S21 | . | T128 | 0.03 | 1.2774
DK_CA_Kbh | . | S21 | . | T129 | 0 | 0
DK_CA_Kbh | . | S21 | . | T130 | 0 | 0
DK_CA_Kbh | . | S21 | . | T131 | 0 | 0
DK_CA_Kbh | . | S21 | . | T132 | 0 | 0
DK_CA_Kbh | . | S21 | . | T133 | 0 | 0
DK_CA_Kbh | . | S21 | . | T134 | 0 | 0
DK_CA_Kbh | . | S21 | . | T135 | 0 | 0
DK_CA_Kbh | . | S21 | . | T136 | 0 | 0
DK_CA_Kbh | . | S21 | . | T137 | 0 | 0
DK_CA_Kbh | . | S21 | . | T138 | 0 | 0
DK_CA_Kbh | . | S21 | . | T139 | 0 | 0
DK_CA_Kbh | . | S21 | . | T140 | 0 | 0
DK_CA_Kbh | . | S21 | . | T141 | 0 | 0
DK_CA_Kbh | . | S21 | . | T142 | 0.03 | 1.2774
DK_CA_Kbh | . | S21 | . | T143 | 0.03 | 1.2774
DK_CA_Kbh | . | S21 | . | T144 | 0.12 | 5.1097
DK_CA_Kbh | . | S21 | . | T145 | 0.12 | 5.1097
DK_CA_Kbh | . | S21 | . | T146 | 0.12 | 5.1097
DK_CA_Kbh | . | S21 | . | T147 | 0.19 | 8.0903
DK_CA_Kbh | . | S21 | . | T148 | 0.19 | 8.0903
DK_CA_Kbh | . | S21 | . | T149 | 0.19 | 8.0903
DK_CA_Kbh | . | S21 | . | T150 | 0.12 | 5.1097
DK_CA_Kbh | . | S21 | . | T151 | 0.12 | 5.1097
DK_CA_Kbh | . | S21 | . | T152 | 0.06 | 2.5548
DK_CA_Kbh | . | S21 | . | T153 | 0.12 | 5.1097
DK_CA_Kbh | . | S21 | . | T154 | 0.06 | 2.5548
DK_CA_Kbh | . | S21 | . | T155 | 0.06 | 2.5548
DK_CA_Kbh | . | S21 | . | T156 | 0.06 | 2.5548
DK_CA_Kbh | . | S21 | . | T157 | 0.06 | 2.5548
DK_CA_Kbh | . | S21 | . | T158 | 0.06 | 2.5548
DK_CA_Kbh | . | S21 | . | T159 | 0.06 | 2.5548
DK_CA_Kbh | . | S21 | . | T160 | 0.06 | 2.5548
DK_CA_Kbh | . | S21 | . | T161 | 0.06 | 2.5548
DK_CA_Kbh | . | S21 | . | T162 | 0.06 | 2.5548
DK_CA_Kbh | . | S21 | . | T163 | 0.06 | 2.5548
DK_CA_Kbh | . | S21 | . | T164 | 0.12 | 5.1097
DK_CA_Kbh | . | S21 | . | T165 | 0.19 | 8.0903
DK_CA_Kbh | . | S21 | . | T166 | 0.19 | 8.0903
DK_CA_Kbh | . | S21 | . | T167 | 0.3 | 12.7742
DK_CA_Kbh | . | S21 | . | T168 | 0.19 | 8.0903
DK_CA_Kbh | . | S22 | . | T001 | 0.3 | 12.7742
DK_CA_Kbh | . | S22 | . | T002 | 0.3 | 12.7742
DK_CA_Kbh | . | S22 | . | T003 | 0.3 | 12.7742
DK_CA_Kbh | . | S22 | . | T004 | 0.3 | 12.7742
DK_CA_Kbh | . | S22 | . | T005 | 0.3 | 12.7742
DK_CA_Kbh | . | S22 | . | T006 | 0.19 | 8.0903
DK_CA_Kbh | . | S22 | . | T007 | 0.19 | 8.0903
DK_CA_Kbh | . | S22 | . | T008 | 0.3 | 12.7742
DK_CA_Kbh | . | S22 | . | T009 | 0.3 | 12.7742
DK_CA_Kbh | . | S22 | . | T010 | 0.3 | 12.7742
DK_CA_Kbh | . | S22 | . | T011 | 0.3 | 12.7742
DK_CA_Kbh | . | S22 | . | T012 | 0.3 | 12.7742
DK_CA_Kbh | . | S22 | . | T013 | 0.3 | 12.7742
DK_CA_Kbh | . | S22 | . | T014 | 0.42 | 17.8839
DK_CA_Kbh | . | S22 | . | T015 | 0.42 | 17.8839
DK_CA_Kbh | . | S22 | . | T016 | 0.42 | 17.8839
DK_CA_Kbh | . | S22 | . | T017 | 0.42 | 17.8839
DK_CA_Kbh | . | S22 | . | T018 | 0.42 | 17.8839
DK_CA_Kbh | . | S22 | . | T019 | 0.3 | 12.7742
DK_CA_Kbh | . | S22 | . | T020 | 0.3 | 12.7742
DK_CA_Kbh | . | S22 | . | T021 | 0.42 | 17.8839
DK_CA_Kbh | . | S22 | . | T022 | 0.42 | 17.8839
DK_CA_Kbh | . | S22 | . | T023 | 0.42 | 17.8839
DK_CA_Kbh | . | S22 | . | T024 | 0.3 | 12.7742
DK_CA_Kbh | . | S22 | . | T025 | 0.42 | 17.8839
DK_CA_Kbh | . | S22 | . | T026 | 0.42 | 17.8839
DK_CA_Kbh | . | S22 | . | T027 | 0.3 | 12.7742
DK_CA_Kbh | . | S22 | . | T028 | 0.3 | 12.7742
DK_CA_Kbh | . | S22 | . | T029 | 0.3 | 12.7742
DK_CA_Kbh | . | S22 | . | T030 | 0.3 | 12.7742
DK_CA_Kbh | . | S22 | . | T031 | 0.3 | 12.7742
DK_CA_Kbh | . | S22 | . | T032 | 0.3 | 12.7742
DK_CA_Kbh | . | S22 | . | T033 | 0.42 | 17.8839
DK_CA_Kbh | . | S22 | . | T034 | 0.42 | 17.8839
DK_CA_Kbh | . | S22 | . | T035 | 0.57 | 24.271
DK_CA_Kbh | . | S22 | . | T036 | 0.72 | 30.658
DK_CA_Kbh | . | S22 | . | T037 | 0.95 | 40.4516
DK_CA_Kbh | . | S22 | . | T038 | 0.99 | 42.1548
DK_CA_Kbh | . | S22 | . | T039 | 0.99 | 42.1548
DK_CA_Kbh | . | S22 | . | T040 | 0.99 | 42.1548
DK_CA_Kbh | . | S22 | . | T041 | 0.99 | 42.1548
DK_CA_Kbh | . | S22 | . | T042 | 0.95 | 40.4516
DK_CA_Kbh | . | S22 | . | T043 | 0.95 | 40.4516
DK_CA_Kbh | . | S22 | . | T044 | 0.85 | 36.1935
DK_CA_Kbh | . | S22 | . | T045 | 0.85 | 36.1935
DK_CA_Kbh | . | S22 | . | T046 | 0.72 | 30.658
DK_CA_Kbh | . | S22 | . | T047 | 0.57 | 24.271
DK_CA_Kbh | . | S22 | . | T048 | 0.57 | 24.271
DK_CA_Kbh | . | S22 | . | T049 | 0.42 | 17.8839
DK_CA_Kbh | . | S22 | . | T050 | 0.42 | 17.8839
DK_CA_Kbh | . | S22 | . | T051 | 0.3 | 12.7742
DK_CA_Kbh | . | S22 | . | T052 | 0.19 | 8.0903
DK_CA_Kbh | . | S22 | . | T053 | 0.19 | 8.0903
DK_CA_Kbh | . | S22 | . | T054 | 0.12 | 5.1097
DK_CA_Kbh | . | S22 | . | T055 | 0.3 | 12.7742
DK_CA_Kbh | . | S22 | . | T056 | 0.85 | 36.1935
DK_CA_Kbh | . | S22 | . | T057 | 0.72 | 30.658
DK_CA_Kbh | . | S22 | . | T058 | 0.95 | 40.4516
DK_CA_Kbh | . | S22 | . | T059 | 0.99 | 42.1548
DK_CA_Kbh | . | S22 | . | T060 | 1 | 42.5806
DK_CA_Kbh | . | S22 | . | T061 | 1 | 42.5806
DK_CA_Kbh | . | S22 | . | T062 | 1 | 42.5806
DK_CA_Kbh | . | S22 | . | T063 | 1 | 42.5806
DK_CA_Kbh | . | S22 | . | T064 | 1 | 42.5806
DK_CA_Kbh | . | S22 | . | T065 | 1 | 42.5806
DK_CA_Kbh | . | S22 | . | T066 | 1 | 42.5806
DK_CA_Kbh | . | S22 | . | T067 | 0.99 | 42.1548
DK_CA_Kbh | . | S22 | . | T068 | 0.99 | 42.1548
DK_CA_Kbh | . | S22 | . | T069 | 0.95 | 40.4516
DK_CA_Kbh | . | S22 | . | T070 | 0.95 | 40.4516
DK_CA_Kbh | . | S22 | . | T071 | 0.95 | 40.4516
DK_CA_Kbh | . | S22 | . | T072 | 0.95 | 40.4516
DK_CA_Kbh | . | S22 | . | T073 | 0.95 | 40.4516
DK_CA_Kbh | . | S22 | . | T074 | 0.85 | 36.1935
DK_CA_Kbh | . | S22 | . | T075 | 0.85 | 36.1935
DK_CA_Kbh | . | S22 | . | T076 | 0.72 | 30.658
DK_CA_Kbh | . | S22 | . | T077 | 0.57 | 24.271
DK_CA_Kbh | . | S22 | . | T078 | 0.57 | 24.271
DK_CA_Kbh | . | S22 | . | T079 | 0.57 | 24.271
DK_CA_Kbh | . | S22 | . | T080 | 0.72 | 30.658
DK_CA_Kbh | . | S22 | . | T081 | 0.72 | 30.658
DK_CA_Kbh | . | S22 | . | T082 | 0.57 | 24.271
DK_CA_Kbh | . | S22 | . | T083 | 0.57 | 24.271
DK_CA_Kbh | . | S22 | . | T084 | 0.42 | 17.8839
DK_CA_Kbh | . | S22 | . | T085 | 0.57 | 24.271
DK_CA_Kbh | . | S22 | . | T086 | 0.57 | 24.271
DK_CA_Kbh | . | S22 | . | T087 | 0.72 | 30.658
DK_CA_Kbh | . | S22 | . | T088 | 0.72 | 30.658
DK_CA_Kbh | . | S22 | . | T089 | 0.72 | 30.658
DK_CA_Kbh | . | S22 | . | T090 | 0.57 | 24.271
DK_CA_Kbh | . | S22 | . | T091 | 0.3 | 12.7742
DK_CA_Kbh | . | S22 | . | T092 | 0.19 | 8.0903
DK_CA_Kbh | . | S22 | . | T093 | 0.19 | 8.0903
DK_CA_Kbh | . | S22 | . | T094 | 0.12 | 5.1097
DK_CA_Kbh | . | S22 | . | T095 | 0.12 | 5.1097
DK_CA_Kbh | . | S22 | . | T096 | 0.19 | 8.0903
DK_CA_Kbh | . | S22 | . | T097 | 0.19 | 8.0903
DK_CA_Kbh | . | S22 | . | T098 | 0.12 | 5.1097
DK_CA_Kbh | . | S22 | . | T099 | 0.12 | 5.1097
DK_CA_Kbh | . | S22 | . | T100 | 0.06 | 2.5548
DK_CA_Kbh | . | S22 | . | T101 | 0 | 0
DK_CA_Kbh | . | S22 | . | T102 | 0 | 0
DK_CA_Kbh | . | S22 | . | T103 | 0 | 0
DK_CA_Kbh | . | S22 | . | T104 | 0 | 0
DK_CA_Kbh | . | S22 | . | T105 | 0 | 0
DK_CA_Kbh | . | S22 | . | T106 | 0 | 0
DK_CA_Kbh | . | S22 | . | T107 | 0.03 | 1.2774
DK_CA_Kbh | . | S22 | . | T108 | 0.03 | 1.2774
DK_CA_Kbh | . | S22 | . | T109 | 0 | 0
DK_CA_Kbh | . | S22 | . | T110 | 0 | 0
DK_CA_Kbh | . | S22 | . | T111 | 0 | 0
DK_CA_Kbh | . | S22 | . | T112 | 0 | 0
DK_CA_Kbh | . | S22 | . | T113 | 0 | 0
DK_CA_Kbh | . | S22 | . | T114 | 0 | 0
DK_CA_Kbh | . | S22 | . | T115 | 0 | 0
DK_CA_Kbh | . | S22 | . | T116 | 0.03 | 1.2774
DK_CA_Kbh | . | S22 | . | T117 | 0.12 | 5.1097
DK_CA_Kbh | . | S22 | . | T118 | 0.19 | 8.0903
DK_CA_Kbh | . | S22 | . | T119 | 0.3 | 12.7742
DK_CA_Kbh | . | S22 | . | T120 | 0.3 | 12.7742
DK_CA_Kbh | . | S22 | . | T121 | 0.19 | 8.0903
DK_CA_Kbh | . | S22 | . | T122 | 0.19 | 8.0903
DK_CA_Kbh | . | S22 | . | T123 | 0.19 | 8.0903
DK_CA_Kbh | . | S22 | . | T124 | 0.12 | 5.1097
DK_CA_Kbh | . | S22 | . | T125 | 0.12 | 5.1097
DK_CA_Kbh | . | S22 | . | T126 | 0.12 | 5.1097
DK_CA_Kbh | . | S22 | . | T127 | 0.12 | 5.1097
DK_CA_Kbh | . | S22 | . | T128 | 0.12 | 5.1097
DK_CA_Kbh | . | S22 | . | T129 | 0.12 | 5.1097
DK_CA_Kbh | . | S22 | . | T130 | 0.12 | 5.1097
DK_CA_Kbh | . | S22 | . | T131 | 0.19 | 8.0903
DK_CA_Kbh | . | S22 | . | T132 | 0.19 | 8.0903
DK_CA_Kbh | . | S22 | . | T133 | 0.3 | 12.7742
DK_CA_Kbh | . | S22 | . | T134 | 0.42 | 17.8839
DK_CA_Kbh | . | S22 | . | T135 | 0.57 | 24.271
DK_CA_Kbh | . | S22 | . | T136 | 0.57 | 24.271
DK_CA_Kbh | . | S22 | . | T137 | 0.57 | 24.271
DK_CA_Kbh | . | S22 | . | T138 | 0.57 | 24.271
DK_CA_Kbh | . | S22 | . | T139 | 0.42 | 17.8839
DK_CA_Kbh | . | S22 | . | T140 | 0.42 | 17.8839
DK_CA_Kbh | . | S22 | . | T141 | 0.42 | 17.8839
DK_CA_Kbh | . | S22 | . | T142 | 0.42 | 17.8839
DK_CA_Kbh | . | S22 | . | T143 | 0.3 | 12.7742
DK_CA_Kbh | . | S22 | . | T144 | 0.19 | 8.0903
DK_CA_Kbh | . | S22 | . | T145 | 0.19 | 8.0903
DK_CA_Kbh | . | S22 | . | T146 | 0.19 | 8.0903
DK_CA_Kbh | . | S22 | . | T147 | 0.12 | 5.1097
DK_CA_Kbh | . | S22 | . | T148 | 0.12 | 5.1097
DK_CA_Kbh | . | S22 | . | T149 | 0.12 | 5.1097
DK_CA_Kbh | . | S22 | . | T150 | 0.12 | 5.1097
DK_CA_Kbh | . | S22 | . | T151 | 0.12 | 5.1097
DK_CA_Kbh | . | S22 | . | T152 | 0.06 | 2.5548
DK_CA_Kbh | . | S22 | . | T153 | 0.06 | 2.5548
DK_CA_Kbh | . | S22 | . | T154 | 0.12 | 5.1097
DK_CA_Kbh | . | S22 | . | T155 | 0.19 | 8.0903
DK_CA_Kbh | . | S22 | . | T156 | 0.19 | 8.0903
DK_CA_Kbh | . | S22 | . | T157 | 0.3 | 12.7742
DK_CA_Kbh | . | S22 | . | T158 | 0.3 | 12.7742
DK_CA_Kbh | . | S22 | . | T159 | 0.19 | 8.0903
DK_CA_Kbh | . | S22 | . | T160 | 0.19 | 8.0903
DK_CA_Kbh | . | S22 | . | T161 | 0.19 | 8.0903
DK_CA_Kbh | . | S22 | . | T162 | 0.19 | 8.0903
DK_CA_Kbh | . | S22 | . | T163 | 0.12 | 5.1097
DK_CA_Kbh | . | S22 | . | T164 | 0.12 | 5.1097
DK_CA_Kbh | . | S22 | . | T165 | 0.06 | 2.5548
DK_CA_Kbh | . | S22 | . | T166 | 0.03 | 1.2774
DK_CA_Kbh | . | S22 | . | T167 | 0 | 0
DK_CA_Kbh | . | S22 | . | T168 | 0 | 0
DK_CA_Kbh | . | S23 | . | T001 | 0.3 | 12.7742
DK_CA_Kbh | . | S23 | . | T002 | 0.72 | 30.658
DK_CA_Kbh | . | S23 | . | T003 | 0.72 | 30.658
DK_CA_Kbh | . | S23 | . | T004 | 0.72 | 30.658
DK_CA_Kbh | . | S23 | . | T005 | 0.57 | 24.271
DK_CA_Kbh | . | S23 | . | T006 | 0.3 | 12.7742
DK_CA_Kbh | . | S23 | . | T007 | 0.12 | 5.1097
DK_CA_Kbh | . | S23 | . | T008 | 0.3 | 12.7742
DK_CA_Kbh | . | S23 | . | T009 | 0.19 | 8.0903
DK_CA_Kbh | . | S23 | . | T010 | 0.3 | 12.7742
DK_CA_Kbh | . | S23 | . | T011 | 0.3 | 12.7742
DK_CA_Kbh | . | S23 | . | T012 | 0.42 | 17.8839
DK_CA_Kbh | . | S23 | . | T013 | 0.42 | 17.8839
DK_CA_Kbh | . | S23 | . | T014 | 0.57 | 24.271
DK_CA_Kbh | . | S23 | . | T015 | 0.57 | 24.271
DK_CA_Kbh | . | S23 | . | T016 | 0.57 | 24.271
DK_CA_Kbh | . | S23 | . | T017 | 0.57 | 24.271
DK_CA_Kbh | . | S23 | . | T018 | 0.42 | 17.8839
DK_CA_Kbh | . | S23 | . | T019 | 0.42 | 17.8839
DK_CA_Kbh | . | S23 | . | T020 | 0.42 | 17.8839
DK_CA_Kbh | . | S23 | . | T021 | 0.42 | 17.8839
DK_CA_Kbh | . | S23 | . | T022 | 0.3 | 12.7742
DK_CA_Kbh | . | S23 | . | T023 | 0.19 | 8.0903
DK_CA_Kbh | . | S23 | . | T024 | 0.19 | 8.0903
DK_CA_Kbh | . | S23 | . | T025 | 0.19 | 8.0903
DK_CA_Kbh | . | S23 | . | T026 | 0.19 | 8.0903
DK_CA_Kbh | . | S23 | . | T027 | 0.19 | 8.0903
DK_CA_Kbh | . | S23 | . | T028 | 0.3 | 12.7742
DK_CA_Kbh | . | S23 | . | T029 | 0.42 | 17.8839
DK_CA_Kbh | . | S23 | . | T030 | 0.42 | 17.8839
DK_CA_Kbh | . | S23 | . | T031 | 0.42 | 17.8839
DK_CA_Kbh | . | S23 | . | T032 | 0.42 | 17.8839
DK_CA_Kbh | . | S23 | . | T033 | 0.42 | 17.8839
DK_CA_Kbh | . | S23 | . | T034 | 0.42 | 17.8839
DK_CA_Kbh | . | S23 | . | T035 | 0.3 | 12.7742
DK_CA_Kbh | . | S23 | . | T036 | 0.3 | 12.7742
DK_CA_Kbh | . | S23 | . | T037 | 0.42 | 17.8839
DK_CA_Kbh | . | S23 | . | T038 | 0.42 | 17.8839
DK_CA_Kbh | . | S23 | . | T039 | 0.42 | 17.8839
DK_CA_Kbh | . | S23 | . | T040 | 0.42 | 17.8839
DK_CA_Kbh | . | S23 | . | T041 | 0.42 | 17.8839
DK_CA_Kbh | . | S23 | . | T042 | 0.42 | 17.8839
DK_CA_Kbh | . | S23 | . | T043 | 0.42 | 17.8839
DK_CA_Kbh | . | S23 | . | T044 | 0.42 | 17.8839
DK_CA_Kbh | . | S23 | . | T045 | 0.57 | 24.271
DK_CA_Kbh | . | S23 | . | T046 | 0.57 | 24.271
DK_CA_Kbh | . | S23 | . | T047 | 0.42 | 17.8839
DK_CA_Kbh | . | S23 | . | T048 | 0.42 | 17.8839
DK_CA_Kbh | . | S23 | . | T049 | 0.3 | 12.7742
DK_CA_Kbh | . | S23 | . | T050 | 0.3 | 12.7742
DK_CA_Kbh | . | S23 | . | T051 | 0.3 | 12.7742
DK_CA_Kbh | . | S23 | . | T052 | 0.3 | 12.7742
DK_CA_Kbh | . | S23 | . | T053 | 0.3 | 12.7742
DK_CA_Kbh | . | S23 | . | T054 | 0.19 | 8.0903
DK_CA_Kbh | . | S23 | . | T055 | 0.19 | 8.0903
DK_CA_Kbh | . | S23 | . | T056 | 0.19 | 8.0903
DK_CA_Kbh | . | S23 | . | T057 | 0.19 | 8.0903
DK_CA_Kbh | . | S23 | . | T058 | 0.3 | 12.7742
DK_CA_Kbh | . | S23 | . | T059 | 0.3 | 12.7742
DK_CA_Kbh | . | S23 | . | T060 | 0.3 | 12.7742
DK_CA_Kbh | . | S23 | . | T061 | 0.42 | 17.8839
DK_CA_Kbh | . | S23 | . | T062 | 0.42 | 17.8839
DK_CA_Kbh | . | S23 | . | T063 | 0.3 | 12.7742
DK_CA_Kbh | . | S23 | . | T064 | 0.3 | 12.7742
DK_CA_Kbh | . | S23 | . | T065 | 0.3 | 12.7742
DK_CA_Kbh | . | S23 | . | T066 | 0.19 | 8.0903
DK_CA_Kbh | . | S23 | . | T067 | 0.19 | 8.0903
DK_CA_Kbh | . | S23 | . | T068 | 0.12 | 5.1097
DK_CA_Kbh | . | S23 | . | T069 | 0.19 | 8.0903
DK_CA_Kbh | . | S23 | . | T070 | 0.19 | 8.0903
DK_CA_Kbh | . | S23 | . | T071 | 0.19 | 8.0903
DK_CA_Kbh | . | S23 | . | T072 | 0.19 | 8.0903
DK_CA_Kbh | . | S23 | . | T073 | 0.19 | 8.0903
DK_CA_Kbh | . | S23 | . | T074 | 0.19 | 8.0903
DK_CA_Kbh | . | S23 | . | T075 | 0.19 | 8.0903
DK_CA_Kbh | . | S23 | . | T076 | 0.12 | 5.1097
DK_CA_Kbh | . | S23 | . | T077 | 0.12 | 5.1097
DK_CA_Kbh | . | S23 | . | T078 | 0.12 | 5.1097
DK_CA_Kbh | . | S23 | . | T079 | 0.06 | 2.5548
DK_CA_Kbh | . | S23 | . | T080 | 0.03 | 1.2774
DK_CA_Kbh | . | S23 | . | T081 | 0.03 | 1.2774
DK_CA_Kbh | . | S23 | . | T082 | 0.03 | 1.2774
DK_CA_Kbh | . | S23 | . | T083 | 0.03 | 1.2774
DK_CA_Kbh | . | S23 | . | T084 | 0.06 | 2.5548
DK_CA_Kbh | . | S23 | . | T085 | 0.06 | 2.5548
DK_CA_Kbh | . | S23 | . | T086 | 0.03 | 1.2774
DK_CA_Kbh | . | S23 | . | T087 | 0.03 | 1.2774
DK_CA_Kbh | . | S23 | . | T088 | 0.06 | 2.5548
DK_CA_Kbh | . | S23 | . | T089 | 0.06 | 2.5548
DK_CA_Kbh | . | S23 | . | T090 | 0.06 | 2.5548
DK_CA_Kbh | . | S23 | . | T091 | 0.06 | 2.5548
DK_CA_Kbh | . | S23 | . | T092 | 0.06 | 2.5548
DK_CA_Kbh | . | S23 | . | T093 | 0.12 | 5.1097
DK_CA_Kbh | . | S23 | . | T094 | 0.12 | 5.1097
DK_CA_Kbh | . | S23 | . | T095 | 0.12 | 5.1097
DK_CA_Kbh | . | S23 | . | T096 | 0.12 | 5.1097
DK_CA_Kbh | . | S23 | . | T097 | 0.19 | 8.0903
DK_CA_Kbh | . | S23 | . | T098 | 0.12 | 5.1097
DK_CA_Kbh | . | S23 | . | T099 | 0.06 | 2.5548
DK_CA_Kbh | . | S23 | . | T100 | 0.06 | 2.5548
DK_CA_Kbh | . | S23 | . | T101 | 0.19 | 8.0903
DK_CA_Kbh | . | S23 | . | T102 | 0.42 | 17.8839
DK_CA_Kbh | . | S23 | . | T103 | 0.42 | 17.8839
DK_CA_Kbh | . | S23 | . | T104 | 0.57 | 24.271
DK_CA_Kbh | . | S23 | . | T105 | 0.72 | 30.658
DK_CA_Kbh | . | S23 | . | T106 | 0.85 | 36.1935
DK_CA_Kbh | . | S23 | . | T107 | 0.95 | 40.4516
DK_CA_Kbh | . | S23 | . | T108 | 0.99 | 42.1548
DK_CA_Kbh | . | S23 | . | T109 | 1 | 42.5806
DK_CA_Kbh | . | S23 | . | T110 | 1 | 42.5806
DK_CA_Kbh | . | S23 | . | T111 | 1 | 42.5806
DK_CA_Kbh | . | S23 | . | T112 | 1 | 42.5806
DK_CA_Kbh | . | S23 | . | T113 | 1 | 42.5806
DK_CA_Kbh | . | S23 | . | T114 | 1 | 42.5806
DK_CA_Kbh | . | S23 | . | T115 | 0.99 | 42.1548
DK_CA_Kbh | . | S23 | . | T116 | 0.95 | 40.4516
DK_CA_Kbh | . | S23 | . | T117 | 0.95 | 40.4516
DK_CA_Kbh | . | S23 | . | T118 | 0.85 | 36.1935
DK_CA_Kbh | . | S23 | . | T119 | 0.85 | 36.1935
DK_CA_Kbh | . | S23 | . | T120 | 0.72 | 30.658
DK_CA_Kbh | . | S23 | . | T121 | 0.57 | 24.271
DK_CA_Kbh | . | S23 | . | T122 | 0.57 | 24.271
DK_CA_Kbh | . | S23 | . | T123 | 0.42 | 17.8839
DK_CA_Kbh | . | S23 | . | T124 | 0.42 | 17.8839
DK_CA_Kbh | . | S23 | . | T125 | 0.42 | 17.8839
DK_CA_Kbh | . | S23 | . | T126 | 0.42 | 17.8839
DK_CA_Kbh | . | S23 | . | T127 | 0.42 | 17.8839
DK_CA_Kbh | . | S23 | . | T128 | 0.42 | 17.8839
DK_CA_Kbh | . | S23 | . | T129 | 0.42 | 17.8839
DK_CA_Kbh | . | S23 | . | T130 | 0.42 | 17.8839
DK_CA_Kbh | . | S23 | . | T131 | 0.3 | 12.7742
DK_CA_Kbh | . | S23 | . | T132 | 0.42 | 17.8839
DK_CA_Kbh | . | S23 | . | T133 | 0.42 | 17.8839
DK_CA_Kbh | . | S23 | . | T134 | 0.42 | 17.8839
DK_CA_Kbh | . | S23 | . | T135 | 0.42 | 17.8839
DK_CA_Kbh | . | S23 | . | T136 | 0.3 | 12.7742
DK_CA_Kbh | . | S23 | . | T137 | 0.19 | 8.0903
DK_CA_Kbh | . | S23 | . | T138 | 0.19 | 8.0903
DK_CA_Kbh | . | S23 | . | T139 | 0.19 | 8.0903
DK_CA_Kbh | . | S23 | . | T140 | 0.19 | 8.0903
DK_CA_Kbh | . | S23 | . | T141 | 0.19 | 8.0903
DK_CA_Kbh | . | S23 | . | T142 | 0.3 | 12.7742
DK_CA_Kbh | . | S23 | . | T143 | 0.3 | 12.7742
DK_CA_Kbh | . | S23 | . | T144 | 0.19 | 8.0903
DK_CA_Kbh | . | S23 | . | T145 | 0.19 | 8.0903
DK_CA_Kbh | . | S23 | . | T146 | 0.19 | 8.0903
DK_CA_Kbh | . | S23 | . | T147 | 0.19 | 8.0903
DK_CA_Kbh | . | S23 | . | T148 | 0.19 | 8.0903
DK_CA_Kbh | . | S23 | . | T149 | 0.19 | 8.0903
DK_CA_Kbh | . | S23 | . | T150 | 0.12 | 5.1097
DK_CA_Kbh | . | S23 | . | T151 | 0.06 | 2.5548
DK_CA_Kbh | . | S23 | . | T152 | 0.12 | 5.1097
DK_CA_Kbh | . | S23 | . | T153 | 0.19 | 8.0903
DK_CA_Kbh | . | S23 | . | T154 | 0.19 | 8.0903
DK_CA_Kbh | . | S23 | . | T155 | 0.19 | 8.0903
DK_CA_Kbh | . | S23 | . | T156 | 0.19 | 8.0903
DK_CA_Kbh | . | S23 | . | T157 | 0.19 | 8.0903
DK_CA_Kbh | . | S23 | . | T158 | 0.19 | 8.0903
DK_CA_Kbh | . | S23 | . | T159 | 0.19 | 8.0903
DK_CA_Kbh | . | S23 | . | T160 | 0.19 | 8.0903
DK_CA_Kbh | . | S23 | . | T161 | 0.12 | 5.1097
DK_CA_Kbh | . | S23 | . | T162 | 0.06 | 2.5548
DK_CA_Kbh | . | S23 | . | T163 | 0.06 | 2.5548
DK_CA_Kbh | . | S23 | . | T164 | 0.03 | 1.2774
DK_CA_Kbh | . | S23 | . | T165 | 0.03 | 1.2774
DK_CA_Kbh | . | S23 | . | T166 | 0.06 | 2.5548
DK_CA_Kbh | . | S23 | . | T167 | 0.06 | 2.5548
DK_CA_Kbh | . | S23 | . | T168 | 0.03 | 1.2774
DK_CA_Kbh | . | S24 | . | T001 | 0.03 | 1.2774
DK_CA_Kbh | . | S24 | . | T002 | 0.03 | 1.2774
DK_CA_Kbh | . | S24 | . | T003 | 0 | 0
DK_CA_Kbh | . | S24 | . | T004 | 0 | 0
DK_CA_Kbh | . | S24 | . | T005 | 0 | 0
DK_CA_Kbh | . | S24 | . | T006 | 0 | 0
DK_CA_Kbh | . | S24 | . | T007 | 0 | 0
DK_CA_Kbh | . | S24 | . | T008 | 0 | 0
DK_CA_Kbh | . | S24 | . | T009 | 0 | 0
DK_CA_Kbh | . | S24 | . | T010 | 0 | 0
DK_CA_Kbh | . | S24 | . | T011 | 0 | 0
DK_CA_Kbh | . | S24 | . | T012 | 0 | 0
DK_CA_Kbh | . | S24 | . | T013 | 0 | 0
DK_CA_Kbh | . | S24 | . | T014 | 0 | 0
DK_CA_Kbh | . | S24 | . | T015 | 0 | 0
DK_CA_Kbh | . | S24 | . | T016 | 0 | 0
DK_CA_Kbh | . | S24 | . | T017 | 0 | 0
DK_CA_Kbh | . | S24 | . | T018 | 0 | 0
DK_CA_Kbh | . | S24 | . | T019 | 0 | 0
DK_CA_Kbh | . | S24 | . | T020 | 0.03 | 1.2774
DK_CA_Kbh | . | S24 | . | T021 | 0.03 | 1.2774
DK_CA_Kbh | . | S24 | . | T022 | 0 | 0
DK_CA_Kbh | . | S24 | . | T023 | 0 | 0
DK_CA_Kbh | . | S24 | . | T024 | 0 | 0
DK_CA_Kbh | . | S24 | . | T025 | 0.03 | 1.2774
DK_CA_Kbh | . | S24 | . | T026 | 0.06 | 2.5548
DK_CA_Kbh | . | S24 | . | T027 | 0.12 | 5.1097
DK_CA_Kbh | . | S24 | . | T028 | 0.3 | 12.7742
DK_CA_Kbh | . | S24 | . | T029 | 0.3 | 12.7742
DK_CA_Kbh | . | S24 | . | T030 | 0.19 | 8.0903
DK_CA_Kbh | . | S24 | . | T031 | 0.12 | 5.1097
DK_CA_Kbh | . | S24 | . | T032 | 0.3 | 12.7742
DK_CA_Kbh | . | S24 | . | T033 | 0.3 | 12.7742
DK_CA_Kbh | . | S24 | . | T034 | 0.3 | 12.7742
DK_CA_Kbh | . | S24 | . | T035 | 0.42 | 17.8839
DK_CA_Kbh | . | S24 | . | T036 | 0.57 | 24.271
DK_CA_Kbh | . | S24 | . | T037 | 0.57 | 24.271
DK_CA_Kbh | . | S24 | . | T038 | 0.72 | 30.658
DK_CA_Kbh | . | S24 | . | T039 | 0.72 | 30.658
DK_CA_Kbh | . | S24 | . | T040 | 0.85 | 36.1935
DK_CA_Kbh | . | S24 | . | T041 | 0.85 | 36.1935
DK_CA_Kbh | . | S24 | . | T042 | 0.85 | 36.1935
DK_CA_Kbh | . | S24 | . | T043 | 0.85 | 36.1935
DK_CA_Kbh | . | S24 | . | T044 | 0.72 | 30.658
DK_CA_Kbh | . | S24 | . | T045 | 0.72 | 30.658
DK_CA_Kbh | . | S24 | . | T046 | 0.57 | 24.271
DK_CA_Kbh | . | S24 | . | T047 | 0.57 | 24.271
DK_CA_Kbh | . | S24 | . | T048 | 0.57 | 24.271
DK_CA_Kbh | . | S24 | . | T049 | 0.57 | 24.271
DK_CA_Kbh | . | S24 | . | T050 | 0.72 | 30.658
DK_CA_Kbh | . | S24 | . | T051 | 0.72 | 30.658
DK_CA_Kbh | . | S24 | . | T052 | 0.72 | 30.658
DK_CA_Kbh | . | S24 | . | T053 | 0.57 | 24.271
DK_CA_Kbh | . | S24 | . | T054 | 0.42 | 17.8839
DK_CA_Kbh | . | S24 | . | T055 | 0.3 | 12.7742
DK_CA_Kbh | . | S24 | . | T056 | 0.42 | 17.8839
DK_CA_Kbh | . | S24 | . | T057 | 0.42 | 17.8839
DK_CA_Kbh | . | S24 | . | T058 | 0.42 | 17.8839
DK_CA_Kbh | . | S24 | . | T059 | 0.42 | 17.8839
DK_CA_Kbh | . | S24 | . | T060 | 0.42 | 17.8839
DK_CA_Kbh | . | S24 | . | T061 | 0.42 | 17.8839
DK_CA_Kbh | . | S24 | . | T062 | 0.42 | 17.8839
DK_CA_Kbh | . | S24 | . | T063 | 0.3 | 12.7742
DK_CA_Kbh | . | S24 | . | T064 | 0.3 | 12.7742
DK_CA_Kbh | . | S24 | . | T065 | 0.3 | 12.7742
DK_CA_Kbh | . | S24 | . | T066 | 0.3 | 12.7742
DK_CA_Kbh | . | S24 | . | T067 | 0.19 | 8.0903
DK_CA_Kbh | . | S24 | . | T068 | 0.12 | 5.1097
DK_CA_Kbh | . | S24 | . | T069 | 0.19 | 8.0903
DK_CA_Kbh | . | S24 | . | T070 | 0.3 | 12.7742
DK_CA_Kbh | . | S24 | . | T071 | 0.3 | 12.7742
DK_CA_Kbh | . | S24 | . | T072 | 0.3 | 12.7742
DK_CA_Kbh | . | S24 | . | T073 | 0.3 | 12.7742
DK_CA_Kbh | . | S24 | . | T074 | 0.3 | 12.7742
DK_CA_Kbh | . | S24 | . | T075 | 0.3 | 12.7742
DK_CA_Kbh | . | S24 | . | T076 | 0.3 | 12.7742
DK_CA_Kbh | . | S24 | . | T077 | 0.3 | 12.7742
DK_CA_Kbh | . | S24 | . | T078 | 0.19 | 8.0903
DK_CA_Kbh | . | S24 | . | T079 | 0.3 | 12.7742
DK_CA_Kbh | . | S24 | . | T080 | 0.19 | 8.0903
DK_CA_Kbh | . | S24 | . | T081 | 0.19 | 8.0903
DK_CA_Kbh | . | S24 | . | T082 | 0.19 | 8.0903
DK_CA_Kbh | . | S24 | . | T083 | 0.19 | 8.0903
DK_CA_Kbh | . | S24 | . | T084 | 0.19 | 8.0903
DK_CA_Kbh | . | S24 | . | T085 | 0.3 | 12.7742
DK_CA_Kbh | . | S24 | . | T086 | 0.3 | 12.7742
DK_CA_Kbh | . | S24 | . | T087 | 0.3 | 12.7742
DK_CA_Kbh | . | S24 | . | T088 | 0.3 | 12.7742
DK_CA_Kbh | . | S24 | . | T089 | 0.3 | 12.7742
DK_CA_Kbh | . | S24 | . | T090 | 0.3 | 12.7742
DK_CA_Kbh | . | S24 | . | T091 | 0.19 | 8.0903
DK_CA_Kbh | . | S24 | . | T092 | 0.19 | 8.0903
DK_CA_Kbh | . | S24 | . | T093 | 0.19 | 8.0903
DK_CA_Kbh | . | S24 | . | T094 | 0.19 | 8.0903
DK_CA_Kbh | . | S24 | . | T095 | 0.19 | 8.0903
DK_CA_Kbh | . | S24 | . | T096 | 0.19 | 8.0903
DK_CA_Kbh | . | S24 | . | T097 | 0.19 | 8.0903
DK_CA_Kbh | . | S24 | . | T098 | 0.12 | 5.1097
DK_CA_Kbh | . | S24 | . | T099 | 0.12 | 5.1097
DK_CA_Kbh | . | S24 | . | T100 | 0.12 | 5.1097
DK_CA_Kbh | . | S24 | . | T101 | 0.12 | 5.1097
DK_CA_Kbh | . | S24 | . | T102 | 0.12 | 5.1097
DK_CA_Kbh | . | S24 | . | T103 | 0.06 | 2.5548
DK_CA_Kbh | . | S24 | . | T104 | 0.06 | 2.5548
DK_CA_Kbh | . | S24 | . | T105 | 0.06 | 2.5548
DK_CA_Kbh | . | S24 | . | T106 | 0.12 | 5.1097
DK_CA_Kbh | . | S24 | . | T107 | 0.12 | 5.1097
DK_CA_Kbh | . | S24 | . | T108 | 0.12 | 5.1097
DK_CA_Kbh | . | S24 | . | T109 | 0.12 | 5.1097
DK_CA_Kbh | . | S24 | . | T110 | 0.19 | 8.0903
DK_CA_Kbh | . | S24 | . | T111 | 0.19 | 8.0903
DK_CA_Kbh | . | S24 | . | T112 | 0.19 | 8.0903
DK_CA_Kbh | . | S24 | . | T113 | 0.19 | 8.0903
DK_CA_Kbh | . | S24 | . | T114 | 0.19 | 8.0903
DK_CA_Kbh | . | S24 | . | T115 | 0.12 | 5.1097
DK_CA_Kbh | . | S24 | . | T116 | 0.12 | 5.1097
DK_CA_Kbh | . | S24 | . | T117 | 0.19 | 8.0903
DK_CA_Kbh | . | S24 | . | T118 | 0.3 | 12.7742
DK_CA_Kbh | . | S24 | . | T119 | 0.19 | 8.0903
DK_CA_Kbh | . | S24 | . | T120 | 0.19 | 8.0903
DK_CA_Kbh | . | S24 | . | T121 | 0.12 | 5.1097
DK_CA_Kbh | . | S24 | . | T122 | 0.12 | 5.1097
DK_CA_Kbh | . | S24 | . | T123 | 0.12 | 5.1097
DK_CA_Kbh | . | S24 | . | T124 | 0.06 | 2.5548
DK_CA_Kbh | . | S24 | . | T125 | 0.06 | 2.5548
DK_CA_Kbh | . | S24 | . | T126 | 0.03 | 1.2774
DK_CA_Kbh | . | S24 | . | T127 | 0 | 0
DK_CA_Kbh | . | S24 | . | T128 | 0 | 0
DK_CA_Kbh | . | S24 | . | T129 | 0 | 0
DK_CA_Kbh | . | S24 | . | T130 | 0 | 0
DK_CA_Kbh | . | S24 | . | T131 | 0 | 0
DK_CA_Kbh | . | S24 | . | T132 | 0 | 0
DK_CA_Kbh | . | S24 | . | T133 | 0.03 | 1.2774
DK_CA_Kbh | . | S24 | . | T134 | 0 | 0
DK_CA_Kbh | . | S24 | . | T135 | 0 | 0
DK_CA_Kbh | . | S24 | . | T136 | 0 | 0
DK_CA_Kbh | . | S24 | . | T137 | 0 | 0
DK_CA_Kbh | . | S24 | . | T138 | 0 | 0
DK_CA_Kbh | . | S24 | . | T139 | 0.03 | 1.2774
DK_CA_Kbh | . | S24 | . | T140 | 0.06 | 2.5548
DK_CA_Kbh | . | S24 | . | T141 | 0.12 | 5.1097
DK_CA_Kbh | . | S24 | . | T142 | 0.12 | 5.1097
DK_CA_Kbh | . | S24 | . | T143 | 0.19 | 8.0903
DK_CA_Kbh | . | S24 | . | T144 | 0.3 | 12.7742
DK_CA_Kbh | . | S24 | . | T145 | 0.3 | 12.7742
DK_CA_Kbh | . | S24 | . | T146 | 0.3 | 12.7742
DK_CA_Kbh | . | S24 | . | T147 | 0.3 | 12.7742
DK_CA_Kbh | . | S24 | . | T148 | 0.3 | 12.7742
DK_CA_Kbh | . | S24 | . | T149 | 0.19 | 8.0903
DK_CA_Kbh | . | S24 | . | T150 | 0.42 | 17.8839
DK_CA_Kbh | . | S24 | . | T151 | 0.42 | 17.8839
DK_CA_Kbh | . | S24 | . | T152 | 0.3 | 12.7742
DK_CA_Kbh | . | S24 | . | T153 | 0.3 | 12.7742
DK_CA_Kbh | . | S24 | . | T154 | 0.42 | 17.8839
DK_CA_Kbh | . | S24 | . | T155 | 0.42 | 17.8839
DK_CA_Kbh | . | S24 | . | T156 | 0.3 | 12.7742
DK_CA_Kbh | . | S24 | . | T157 | 0.3 | 12.7742
DK_CA_Kbh | . | S24 | . | T158 | 0.3 | 12.7742
DK_CA_Kbh | . | S24 | . | T159 | 0.3 | 12.7742
DK_CA_Kbh | . | S24 | . | T160 | 0.3 | 12.7742
DK_CA_Kbh | . | S24 | . | T161 | 0.3 | 12.7742
DK_CA_Kbh | . | S24 | . | T162 | 0.19 | 8.0903
DK_CA_Kbh | . | S24 | . | T163 | 0.12 | 5.1097
DK_CA_Kbh | . | S24 | . | T164 | 0.06 | 2.5548
DK_CA_Kbh | . | S24 | . | T165 | 0.06 | 2.5548
DK_CA_Kbh | . | S24 | . | T166 | 0.06 | 2.5548
DK_CA_Kbh | . | S24 | . | T167 | 0.12 | 5.1097
DK_CA_Kbh | . | S24 | . | T168 | 0.12 | 5.1097
DK_CA_Kbh | . | S25 | . | T001 | 0.12 | 5.1097
DK_CA_Kbh | . | S25 | . | T002 | 0.06 | 2.5548
DK_CA_Kbh | . | S25 | . | T003 | 0.06 | 2.5548
DK_CA_Kbh | . | S25 | . | T004 | 0.06 | 2.5548
DK_CA_Kbh | . | S25 | . | T005 | 0.06 | 2.5548
DK_CA_Kbh | . | S25 | . | T006 | 0.03 | 1.2774
DK_CA_Kbh | . | S25 | . | T007 | 0 | 0
DK_CA_Kbh | . | S25 | . | T008 | 0 | 0
DK_CA_Kbh | . | S25 | . | T009 | 0 | 0
DK_CA_Kbh | . | S25 | . | T010 | 0.03 | 1.2774
DK_CA_Kbh | . | S25 | . | T011 | 0.03 | 1.2774
DK_CA_Kbh | . | S25 | . | T012 | 0.06 | 2.5548
DK_CA_Kbh | . | S25 | . | T013 | 0.12 | 5.1097
DK_CA_Kbh | . | S25 | . | T014 | 0.19 | 8.0903
DK_CA_Kbh | . | S25 | . | T015 | 0.19 | 8.0903
DK_CA_Kbh | . | S25 | . | T016 | 0.12 | 5.1097
DK_CA_Kbh | . | S25 | . | T017 | 0.12 | 5.1097
DK_CA_Kbh | . | S25 | . | T018 | 0.12 | 5.1097
DK_CA_Kbh | . | S25 | . | T019 | 0.19 | 8.0903
DK_CA_Kbh | . | S25 | . | T020 | 0.19 | 8.0903
DK_CA_Kbh | . | S25 | . | T021 | 0.19 | 8.0903
DK_CA_Kbh | . | S25 | . | T022 | 0.19 | 8.0903
DK_CA_Kbh | . | S25 | . | T023 | 0.3 | 12.7742
DK_CA_Kbh | . | S25 | . | T024 | 0.3 | 12.7742
DK_CA_Kbh | . | S25 | . | T025 | 0.3 | 12.7742
DK_CA_Kbh | . | S25 | . | T026 | 0.19 | 8.0903
DK_CA_Kbh | . | S25 | . | T027 | 0.19 | 8.0903
DK_CA_Kbh | . | S25 | . | T028 | 0.19 | 8.0903
DK_CA_Kbh | . | S25 | . | T029 | 0.19 | 8.0903
DK_CA_Kbh | . | S25 | . | T030 | 0.19 | 8.0903
DK_CA_Kbh | . | S25 | . | T031 | 0.12 | 5.1097
DK_CA_Kbh | . | S25 | . | T032 | 0.12 | 5.1097
DK_CA_Kbh | . | S25 | . | T033 | 0.12 | 5.1097
DK_CA_Kbh | . | S25 | . | T034 | 0.12 | 5.1097
DK_CA_Kbh | . | S25 | . | T035 | 0.19 | 8.0903
DK_CA_Kbh | . | S25 | . | T036 | 0.3 | 12.7742
DK_CA_Kbh | . | S25 | . | T037 | 0.42 | 17.8839
DK_CA_Kbh | . | S25 | . | T038 | 0.42 | 17.8839
DK_CA_Kbh | . | S25 | . | T039 | 0.3 | 12.7742
DK_CA_Kbh | . | S25 | . | T040 | 0.19 | 8.0903
DK_CA_Kbh | . | S25 | . | T041 | 0.19 | 8.0903
DK_CA_Kbh | . | S25 | . | T042 | 0.12 | 5.1097
DK_CA_Kbh | . | S25 | . | T043 | 0.12 | 5.1097
DK_CA_Kbh | . | S25 | . | T044 | 0.12 | 5.1097
DK_CA_Kbh | . | S25 | . | T045 | 0.12 | 5.1097
DK_CA_Kbh | . | S25 | . | T046 | 0.19 | 8.0903
DK_CA_Kbh | . | S25 | . | T047 | 0.42 | 17.8839
DK_CA_Kbh | . | S25 | . | T048 | 0.42 | 17.8839
DK_CA_Kbh | . | S25 | . | T049 | 0.42 | 17.8839
DK_CA_Kbh | . | S25 | . | T050 | 0.3 | 12.7742
DK_CA_Kbh | . | S25 | . | T051 | 0.3 | 12.7742
DK_CA_Kbh | . | S25 | . | T052 | 0.3 | 12.7742
DK_CA_Kbh | . | S25 | . | T053 | 0.3 | 12.7742
DK_CA_Kbh | . | S25 | . | T054 | 0.3 | 12.7742
DK_CA_Kbh | . | S25 | . | T055 | 0.3 | 12.7742
DK_CA_Kbh | . | S25 | . | T056 | 0.3 | 12.7742
DK_CA_Kbh | . | S25 | . | T057 | 0.3 | 12.7742
DK_CA_Kbh | . | S25 | . | T058 | 0.42 | 17.8839
DK_CA_Kbh | . | S25 | . | T059 | 0.42 | 17.8839
DK_CA_Kbh | . | S25 | . | T060 | 0.42 | 17.8839
DK_CA_Kbh | . | S25 | . | T061 | 0.42 | 17.8839
DK_CA_Kbh | . | S25 | . | T062 | 0.42 | 17.8839
DK_CA_Kbh | . | S25 | . | T063 | 0.3 | 12.7742
DK_CA_Kbh | . | S25 | . | T064 | 0.42 | 17.8839
DK_CA_Kbh | . | S25 | . | T065 | 0.42 | 17.8839
DK_CA_Kbh | . | S25 | . | T066 | 0.3 | 12.7742
DK_CA_Kbh | . | S25 | . | T067 | 0.3 | 12.7742
DK_CA_Kbh | . | S25 | . | T068 | 0.3 | 12.7742
DK_CA_Kbh | . | S25 | . | T069 | 0.3 | 12.7742
DK_CA_Kbh | . | S25 | . | T070 | 0.3 | 12.7742
DK_CA_Kbh | . | S25 | . | T071 | 0.3 | 12.7742
DK_CA_Kbh | . | S25 | . | T072 | 0.3 | 12.7742
DK_CA_Kbh | . | S25 | . | T073 | 0.19 | 8.0903
DK_CA_Kbh | . | S25 | . | T074 | 0.19 | 8.0903
DK_CA_Kbh | . | S25 | . | T075 | 0.19 | 8.0903
DK_CA_Kbh | . | S25 | . | T076 | 0.12 | 5.1097
DK_CA_Kbh | . | S25 | . | T077 | 0.19 | 8.0903
DK_CA_Kbh | . | S25 | . | T078 | 0.12 | 5.1097
DK_CA_Kbh | . | S25 | . | T079 | 0.03 | 1.2774
DK_CA_Kbh | . | S25 | . | T080 | 0.03 | 1.2774
DK_CA_Kbh | . | S25 | . | T081 | 0.03 | 1.2774
DK_CA_Kbh | . | S25 | . | T082 | 0.03 | 1.2774
DK_CA_Kbh | . | S25 | . | T083 | 0.03 | 1.2774
DK_CA_Kbh | . | S25 | . | T084 | 0.06 | 2.5548
DK_CA_Kbh | . | S25 | . | T085 | 0.19 | 8.0903
DK_CA_Kbh | . | S25 | . | T086 | 0.19 | 8.0903
DK_CA_Kbh | . | S25 | . | T087 | 0.19 | 8.0903
DK_CA_Kbh | . | S25 | . | T088 | 0.19 | 8.0903
DK_CA_Kbh | . | S25 | . | T089 | 0.19 | 8.0903
DK_CA_Kbh | . | S25 | . | T090 | 0.19 | 8.0903
DK_CA_Kbh | . | S25 | . | T091 | 0.19 | 8.0903
DK_CA_Kbh | . | S25 | . | T092 | 0.19 | 8.0903
DK_CA_Kbh | . | S25 | . | T093 | 0.19 | 8.0903
DK_CA_Kbh | . | S25 | . | T094 | 0.19 | 8.0903
DK_CA_Kbh | . | S25 | . | T095 | 0.19 | 8.0903
DK_CA_Kbh | . | S25 | . | T096 | 0.12 | 5.1097
DK_CA_Kbh | . | S25 | . | T097 | 0.12 | 5.1097
DK_CA_Kbh | . | S25 | . | T098 | 0.12 | 5.1097
DK_CA_Kbh | . | S25 | . | T099 | 0.12 | 5.1097
DK_CA_Kbh | . | S25 | . | T100 | 0.06 | 2.5548
DK_CA_Kbh | . | S25 | . | T101 | 0.06 | 2.5548
DK_CA_Kbh | . | S25 | . | T102 | 0.03 | 1.2774
DK_CA_Kbh | . | S25 | . | T103 | 0.03 | 1.2774
DK_CA_Kbh | . | S25 | . | T104 | 0.03 | 1.2774
DK_CA_Kbh | . | S25 | . | T105 | 0.03 | 1.2774
DK_CA_Kbh | . | S25 | . | T106 | 0.06 | 2.5548
DK_CA_Kbh | . | S25 | . | T107 | 0.12 | 5.1097
DK_CA_Kbh | . | S25 | . | T108 | 0.12 | 5.1097
DK_CA_Kbh | . | S25 | . | T109 | 0.12 | 5.1097
DK_CA_Kbh | . | S25 | . | T110 | 0.19 | 8.0903
DK_CA_Kbh | . | S25 | . | T111 | 0.19 | 8.0903
DK_CA_Kbh | . | S25 | . | T112 | 0.3 | 12.7742
DK_CA_Kbh | . | S25 | . | T113 | 0.3 | 12.7742
DK_CA_Kbh | . | S25 | . | T114 | 0.42 | 17.8839
DK_CA_Kbh | . | S25 | . | T115 | 0.42 | 17.8839
DK_CA_Kbh | . | S25 | . | T116 | 0.3 | 12.7742
DK_CA_Kbh | . | S25 | . | T117 | 0.19 | 8.0903
DK_CA_Kbh | . | S25 | . | T118 | 0.19 | 8.0903
DK_CA_Kbh | . | S25 | . | T119 | 0.12 | 5.1097
DK_CA_Kbh | . | S25 | . | T120 | 0.12 | 5.1097
DK_CA_Kbh | . | S25 | . | T121 | 0.12 | 5.1097
DK_CA_Kbh | . | S25 | . | T122 | 0.06 | 2.5548
DK_CA_Kbh | . | S25 | . | T123 | 0.03 | 1.2774
DK_CA_Kbh | . | S25 | . | T124 | 0.03 | 1.2774
DK_CA_Kbh | . | S25 | . | T125 | 0 | 0
DK_CA_Kbh | . | S25 | . | T126 | 0 | 0
DK_CA_Kbh | . | S25 | . | T127 | 0 | 0
DK_CA_Kbh | . | S25 | . | T128 | 0 | 0
DK_CA_Kbh | . | S25 | . | T129 | 0 | 0
DK_CA_Kbh | . | S25 | . | T130 | 0 | 0
DK_CA_Kbh | . | S25 | . | T131 | 0.12 | 5.1097
DK_CA_Kbh | . | S25 | . | T132 | 0.42 | 17.8839
DK_CA_Kbh | . | S25 | . | T133 | 0.57 | 24.271
DK_CA_Kbh | . | S25 | . | T134 | 0.42 | 17.8839
DK_CA_Kbh | . | S25 | . | T135 | 0.19 | 8.0903
DK_CA_Kbh | . | S25 | . | T136 | 0.3 | 12.7742
DK_CA_Kbh | . | S25 | . | T137 | 0.57 | 24.271
DK_CA_Kbh | . | S25 | . | T138 | 0.57 | 24.271
DK_CA_Kbh | . | S25 | . | T139 | 0.42 | 17.8839
DK_CA_Kbh | . | S25 | . | T140 | 0.3 | 12.7742
DK_CA_Kbh | . | S25 | . | T141 | 0.3 | 12.7742
DK_CA_Kbh | . | S25 | . | T142 | 0.12 | 5.1097
DK_CA_Kbh | . | S25 | . | T143 | 0.12 | 5.1097
DK_CA_Kbh | . | S25 | . | T144 | 0.06 | 2.5548
DK_CA_Kbh | . | S25 | . | T145 | 0.12 | 5.1097
DK_CA_Kbh | . | S25 | . | T146 | 0.12 | 5.1097
DK_CA_Kbh | . | S25 | . | T147 | 0.19 | 8.0903
DK_CA_Kbh | . | S25 | . | T148 | 0.19 | 8.0903
DK_CA_Kbh | . | S25 | . | T149 | 0.12 | 5.1097
DK_CA_Kbh | . | S25 | . | T150 | 0.19 | 8.0903
DK_CA_Kbh | . | S25 | . | T151 | 0.3 | 12.7742
DK_CA_Kbh | . | S25 | . | T152 | 0.3 | 12.7742
DK_CA_Kbh | . | S25 | . | T153 | 0.3 | 12.7742
DK_CA_Kbh | . | S25 | . | T154 | 0.42 | 17.8839
DK_CA_Kbh | . | S25 | . | T155 | 0.57 | 24.271
DK_CA_Kbh | . | S25 | . | T156 | 0.72 | 30.658
DK_CA_Kbh | . | S25 | . | T157 | 0.72 | 30.658
DK_CA_Kbh | . | S25 | . | T158 | 0.72 | 30.658
DK_CA_Kbh | . | S25 | . | T159 | 0.72 | 30.658
DK_CA_Kbh | . | S25 | . | T160 | 0.57 | 24.271
DK_CA_Kbh | . | S25 | . | T161 | 0.57 | 24.271
DK_CA_Kbh | . | S25 | . | T162 | 0.42 | 17.8839
DK_CA_Kbh | . | S25 | . | T163 | 0.3 | 12.7742
DK_CA_Kbh | . | S25 | . | T164 | 0.19 | 8.0903
DK_CA_Kbh | . | S25 | . | T165 | 0.3 | 12.7742
DK_CA_Kbh | . | S25 | . | T166 | 0.3 | 12.7742
DK_CA_Kbh | . | S25 | . | T167 | 0.42 | 17.8839
DK_CA_Kbh | . | S25 | . | T168 | 0.3 | 12.7742
DK_CA_Kbh | . | S26 | . | T001 | 0.3 | 12.7742
DK_CA_Kbh | . | S26 | . | T002 | 0.3 | 12.7742
DK_CA_Kbh | . | S26 | . | T003 | 0.3 | 12.7742
DK_CA_Kbh | . | S26 | . | T004 | 0.19 | 8.0903
DK_CA_Kbh | . | S26 | . | T005 | 0.19 | 8.0903
DK_CA_Kbh | . | S26 | . | T006 | 0.19 | 8.0903
DK_CA_Kbh | . | S26 | . | T007 | 0.19 | 8.0903
DK_CA_Kbh | . | S26 | . | T008 | 0.19 | 8.0903
DK_CA_Kbh | . | S26 | . | T009 | 0.19 | 8.0903
DK_CA_Kbh | . | S26 | . | T010 | 0.19 | 8.0903
DK_CA_Kbh | . | S26 | . | T011 | 0.3 | 12.7742
DK_CA_Kbh | . | S26 | . | T012 | 0.3 | 12.7742
DK_CA_Kbh | . | S26 | . | T013 | 0.3 | 12.7742
DK_CA_Kbh | . | S26 | . | T014 | 0.3 | 12.7742
DK_CA_Kbh | . | S26 | . | T015 | 0.3 | 12.7742
DK_CA_Kbh | . | S26 | . | T016 | 0.3 | 12.7742
DK_CA_Kbh | . | S26 | . | T017 | 0.3 | 12.7742
DK_CA_Kbh | . | S26 | . | T018 | 0.3 | 12.7742
DK_CA_Kbh | . | S26 | . | T019 | 0.3 | 12.7742
DK_CA_Kbh | . | S26 | . | T020 | 0.3 | 12.7742
DK_CA_Kbh | . | S26 | . | T021 | 0.3 | 12.7742
DK_CA_Kbh | . | S26 | . | T022 | 0.3 | 12.7742
DK_CA_Kbh | . | S26 | . | T023 | 0.3 | 12.7742
DK_CA_Kbh | . | S26 | . | T024 | 0.19 | 8.0903
DK_CA_Kbh | . | S26 | . | T025 | 0.19 | 8.0903
DK_CA_Kbh | . | S26 | . | T026 | 0.19 | 8.0903
DK_CA_Kbh | . | S26 | . | T027 | 0.12 | 5.1097
DK_CA_Kbh | . | S26 | . | T028 | 0.12 | 5.1097
DK_CA_Kbh | . | S26 | . | T029 | 0.12 | 5.1097
DK_CA_Kbh | . | S26 | . | T030 | 0.06 | 2.5548
DK_CA_Kbh | . | S26 | . | T031 | 0.06 | 2.5548
DK_CA_Kbh | . | S26 | . | T032 | 0.06 | 2.5548
DK_CA_Kbh | . | S26 | . | T033 | 0.06 | 2.5548
DK_CA_Kbh | . | S26 | . | T034 | 0.06 | 2.5548
DK_CA_Kbh | . | S26 | . | T035 | 0.12 | 5.1097
DK_CA_Kbh | . | S26 | . | T036 | 0.12 | 5.1097
DK_CA_Kbh | . | S26 | . | T037 | 0.12 | 5.1097
DK_CA_Kbh | . | S26 | . | T038 | 0.12 | 5.1097
DK_CA_Kbh | . | S26 | . | T039 | 0.12 | 5.1097
DK_CA_Kbh | . | S26 | . | T040 | 0.12 | 5.1097
DK_CA_Kbh | . | S26 | . | T041 | 0.12 | 5.1097
DK_CA_Kbh | . | S26 | . | T042 | 0.12 | 5.1097
DK_CA_Kbh | . | S26 | . | T043 | 0.12 | 5.1097
DK_CA_Kbh | . | S26 | . | T044 | 0.12 | 5.1097
DK_CA_Kbh | . | S26 | . | T045 | 0.19 | 8.0903
DK_CA_Kbh | . | S26 | . | T046 | 0.19 | 8.0903
DK_CA_Kbh | . | S26 | . | T047 | 0.19 | 8.0903
DK_CA_Kbh | . | S26 | . | T048 | 0.3 | 12.7742
DK_CA_Kbh | . | S26 | . | T049 | 0.19 | 8.0903
DK_CA_Kbh | . | S26 | . | T050 | 0.19 | 8.0903
DK_CA_Kbh | . | S26 | . | T051 | 0.19 | 8.0903
DK_CA_Kbh | . | S26 | . | T052 | 0.19 | 8.0903
DK_CA_Kbh | . | S26 | . | T053 | 0.12 | 5.1097
DK_CA_Kbh | . | S26 | . | T054 | 0.06 | 2.5548
DK_CA_Kbh | . | S26 | . | T055 | 0.06 | 2.5548
DK_CA_Kbh | . | S26 | . | T056 | 0.19 | 8.0903
DK_CA_Kbh | . | S26 | . | T057 | 0.12 | 5.1097
DK_CA_Kbh | . | S26 | . | T058 | 0.06 | 2.5548
DK_CA_Kbh | . | S26 | . | T059 | 0.06 | 2.5548
DK_CA_Kbh | . | S26 | . | T060 | 0.12 | 5.1097
DK_CA_Kbh | . | S26 | . | T061 | 0.12 | 5.1097
DK_CA_Kbh | . | S26 | . | T062 | 0.12 | 5.1097
DK_CA_Kbh | . | S26 | . | T063 | 0.12 | 5.1097
DK_CA_Kbh | . | S26 | . | T064 | 0.12 | 5.1097
DK_CA_Kbh | . | S26 | . | T065 | 0.12 | 5.1097
DK_CA_Kbh | . | S26 | . | T066 | 0.06 | 2.5548
DK_CA_Kbh | . | S26 | . | T067 | 0.03 | 1.2774
DK_CA_Kbh | . | S26 | . | T068 | 0.03 | 1.2774
DK_CA_Kbh | . | S26 | . | T069 | 0.03 | 1.2774
DK_CA_Kbh | . | S26 | . | T070 | 0.03 | 1.2774
DK_CA_Kbh | . | S26 | . | T071 | 0.03 | 1.2774
DK_CA_Kbh | . | S26 | . | T072 | 0 | 0
DK_CA_Kbh | . | S26 | . | T073 | 0 | 0
DK_CA_Kbh | . | S26 | . | T074 | 0 | 0
DK_CA_Kbh | . | S26 | . | T075 | 0 | 0
DK_CA_Kbh | . | S26 | . | T076 | 0 | 0
DK_CA_Kbh | . | S26 | . | T077 | 0 | 0
DK_CA_Kbh | . | S26 | . | T078 | 0 | 0
DK_CA_Kbh | . | S26 | . | T079 | 0 | 0
DK_CA_Kbh | . | S26 | . | T080 | 0 | 0
DK_CA_Kbh | . | S26 | . | T081 | 0 | 0
DK_CA_Kbh | . | S26 | . | T082 | 0.03 | 1.2774
DK_CA_Kbh | . | S26 | . | T083 | 0.03 | 1.2774
DK_CA_Kbh | . | S26 | . | T084 | 0.06 | 2.5548
DK_CA_Kbh | . | S26 | . | T085 | 0.06 | 2.5548
DK_CA_Kbh | . | S26 | . | T086 | 0.06 | 2.5548
DK_CA_Kbh | . | S26 | . | T087 | 0.12 | 5.1097
DK_CA_Kbh | . | S26 | . | T088 | 0.12 | 5.1097
DK_CA_Kbh | . | S26 | . | T089 | 0.12 | 5.1097
DK_CA_Kbh | . | S26 | . | T090 | 0.12 | 5.1097
DK_CA_Kbh | . | S26 | . | T091 | 0.12 | 5.1097
DK_CA_Kbh | . | S26 | . | T092 | 0.19 | 8.0903
DK_CA_Kbh | . | S26 | . | T093 | 0.3 | 12.7742
DK_CA_Kbh | . | S26 | . | T094 | 0.3 | 12.7742
DK_CA_Kbh | . | S26 | . | T095 | 0.42 | 17.8839
DK_CA_Kbh | . | S26 | . | T096 | 0.42 | 17.8839
DK_CA_Kbh | . | S26 | . | T097 | 0.42 | 17.8839
DK_CA_Kbh | . | S26 | . | T098 | 0.42 | 17.8839
DK_CA_Kbh | . | S26 | . | T099 | 0.57 | 24.271
DK_CA_Kbh | . | S26 | . | T100 | 0.57 | 24.271
DK_CA_Kbh | . | S26 | . | T101 | 0.42 | 17.8839
DK_CA_Kbh | . | S26 | . | T102 | 0.3 | 12.7742
DK_CA_Kbh | . | S26 | . | T103 | 0.19 | 8.0903
DK_CA_Kbh | . | S26 | . | T104 | 0.06 | 2.5548
DK_CA_Kbh | . | S26 | . | T105 | 0 | 0
DK_CA_Kbh | . | S26 | . | T106 | 0 | 0
DK_CA_Kbh | . | S26 | . | T107 | 0 | 0
DK_CA_Kbh | . | S26 | . | T108 | 0.03 | 1.2774
DK_CA_Kbh | . | S26 | . | T109 | 0.06 | 2.5548
DK_CA_Kbh | . | S26 | . | T110 | 0.12 | 5.1097
DK_CA_Kbh | . | S26 | . | T111 | 0.12 | 5.1097
DK_CA_Kbh | . | S26 | . | T112 | 0.06 | 2.5548
DK_CA_Kbh | . | S26 | . | T113 | 0.06 | 2.5548
DK_CA_Kbh | . | S26 | . | T114 | 0.06 | 2.5548
DK_CA_Kbh | . | S26 | . | T115 | 0.06 | 2.5548
DK_CA_Kbh | . | S26 | . | T116 | 0.12 | 5.1097
DK_CA_Kbh | . | S26 | . | T117 | 0.12 | 5.1097
DK_CA_Kbh | . | S26 | . | T118 | 0.19 | 8.0903
DK_CA_Kbh | . | S26 | . | T119 | 0.3 | 12.7742
DK_CA_Kbh | . | S26 | . | T120 | 0.3 | 12.7742
DK_CA_Kbh | . | S26 | . | T121 | 0.19 | 8.0903
DK_CA_Kbh | . | S26 | . | T122 | 0.19 | 8.0903
DK_CA_Kbh | . | S26 | . | T123 | 0.12 | 5.1097
DK_CA_Kbh | . | S26 | . | T124 | 0.12 | 5.1097
DK_CA_Kbh | . | S26 | . | T125 | 0.06 | 2.5548
DK_CA_Kbh | . | S26 | . | T126 | 0.03 | 1.2774
DK_CA_Kbh | . | S26 | . | T127 | 0.03 | 1.2774
DK_CA_Kbh | . | S26 | . | T128 | 0.03 | 1.2774
DK_CA_Kbh | . | S26 | . | T129 | 0.06 | 2.5548
DK_CA_Kbh | . | S26 | . | T130 | 0.06 | 2.5548
DK_CA_Kbh | . | S26 | . | T131 | 0.06 | 2.5548
DK_CA_Kbh | . | S26 | . | T132 | 0.06 | 2.5548
DK_CA_Kbh | . | S26 | . | T133 | 0.06 | 2.5548
DK_CA_Kbh | . | S26 | . | T134 | 0.06 | 2.5548
DK_CA_Kbh | . | S26 | . | T135 | 0.06 | 2.5548
DK_CA_Kbh | . | S26 | . | T136 | 0.06 | 2.5548
DK_CA_Kbh | . | S26 | . | T137 | 0.06 | 2.5548
DK_CA_Kbh | . | S26 | . | T138 | 0.06 | 2.5548
DK_CA_Kbh | . | S26 | . | T139 | 0.06 | 2.5548
DK_CA_Kbh | . | S26 | . | T140 | 0.06 | 2.5548
DK_CA_Kbh | . | S26 | . | T141 | 0.12 | 5.1097
DK_CA_Kbh | . | S26 | . | T142 | 0.19 | 8.0903
DK_CA_Kbh | . | S26 | . | T143 | 0.19 | 8.0903
DK_CA_Kbh | . | S26 | . | T144 | 0.19 | 8.0903
DK_CA_Kbh | . | S26 | . | T145 | 0.19 | 8.0903
DK_CA_Kbh | . | S26 | . | T146 | 0.19 | 8.0903
DK_CA_Kbh | . | S26 | . | T147 | 0.19 | 8.0903
DK_CA_Kbh | . | S26 | . | T148 | 0.19 | 8.0903
DK_CA_Kbh | . | S26 | . | T149 | 0.19 | 8.0903
DK_CA_Kbh | . | S26 | . | T150 | 0.12 | 5.1097
DK_CA_Kbh | . | S26 | . | T151 | 0.06 | 2.5548
DK_CA_Kbh | . | S26 | . | T152 | 0.06 | 2.5548
DK_CA_Kbh | . | S26 | . | T153 | 0.12 | 5.1097
DK_CA_Kbh | . | S26 | . | T154 | 0.12 | 5.1097
DK_CA_Kbh | . | S26 | . | T155 | 0.12 | 5.1097
DK_CA_Kbh | . | S26 | . | T156 | 0.19 | 8.0903
DK_CA_Kbh | . | S26 | . | T157 | 0.19 | 8.0903
DK_CA_Kbh | . | S26 | . | T158 | 0.19 | 8.0903
DK_CA_Kbh | . | S26 | . | T159 | 0.19 | 8.0903
DK_CA_Kbh | . | S26 | . | T160 | 0.3 | 12.7742
DK_CA_Kbh | . | S26 | . | T161 | 0.3 | 12.7742
DK_CA_Kbh | . | S26 | . | T162 | 0.19 | 8.0903
DK_CA_Kbh | . | S26 | . | T163 | 0.19 | 8.0903
DK_CA_Kbh | . | S26 | . | T164 | 0.12 | 5.1097
DK_CA_Kbh | . | S26 | . | T165 | 0.06 | 2.5548
DK_CA_Kbh | . | S26 | . | T166 | 0.19 | 8.0903
DK_CA_Kbh | . | S26 | . | T167 | 0.3 | 12.7742
DK_CA_Kbh | . | S26 | . | T168 | 0.3 | 12.7742
DK_CA_Kbh | . | S27 | . | T001 | 0.3 | 12.7742
DK_CA_Kbh | . | S27 | . | T002 | 0.3 | 12.7742
DK_CA_Kbh | . | S27 | . | T003 | 0.3 | 12.7742
DK_CA_Kbh | . | S27 | . | T004 | 0.19 | 8.0903
DK_CA_Kbh | . | S27 | . | T005 | 0.19 | 8.0903
DK_CA_Kbh | . | S27 | . | T006 | 0.12 | 5.1097
DK_CA_Kbh | . | S27 | . | T007 | 0.06 | 2.5548
DK_CA_Kbh | . | S27 | . | T008 | 0.12 | 5.1097
DK_CA_Kbh | . | S27 | . | T009 | 0.12 | 5.1097
DK_CA_Kbh | . | S27 | . | T010 | 0.19 | 8.0903
DK_CA_Kbh | . | S27 | . | T011 | 0.19 | 8.0903
DK_CA_Kbh | . | S27 | . | T012 | 0.3 | 12.7742
DK_CA_Kbh | . | S27 | . | T013 | 0.42 | 17.8839
DK_CA_Kbh | . | S27 | . | T014 | 0.57 | 24.271
DK_CA_Kbh | . | S27 | . | T015 | 0.72 | 30.658
DK_CA_Kbh | . | S27 | . | T016 | 0.72 | 30.658
DK_CA_Kbh | . | S27 | . | T017 | 0.72 | 30.658
DK_CA_Kbh | . | S27 | . | T018 | 0.72 | 30.658
DK_CA_Kbh | . | S27 | . | T019 | 0.72 | 30.658
DK_CA_Kbh | . | S27 | . | T020 | 0.57 | 24.271
DK_CA_Kbh | . | S27 | . | T021 | 0.57 | 24.271
DK_CA_Kbh | . | S27 | . | T022 | 0.57 | 24.271
DK_CA_Kbh | . | S27 | . | T023 | 0.57 | 24.271
DK_CA_Kbh | . | S27 | . | T024 | 0.42 | 17.8839
DK_CA_Kbh | . | S27 | . | T025 | 0.42 | 17.8839
DK_CA_Kbh | . | S27 | . | T026 | 0.42 | 17.8839
DK_CA_Kbh | . | S27 | . | T027 | 0.42 | 17.8839
DK_CA_Kbh | . | S27 | . | T028 | 0.42 | 17.8839
DK_CA_Kbh | . | S27 | . | T029 | 0.42 | 17.8839
DK_CA_Kbh | . | S27 | . | T030 | 0.3 | 12.7742
DK_CA_Kbh | . | S27 | . | T031 | 0.3 | 12.7742
DK_CA_Kbh | . | S27 | . | T032 | 0.3 | 12.7742
DK_CA_Kbh | . | S27 | . | T033 | 0.3 | 12.7742
DK_CA_Kbh | . | S27 | . | T034 | 0.3 | 12.7742
DK_CA_Kbh | . | S27 | . | T035 | 0.3 | 12.7742
DK_CA_Kbh | . | S27 | . | T036 | 0.3 | 12.7742
DK_CA_Kbh | . | S27 | . | T037 | 0.3 | 12.7742
DK_CA_Kbh | . | S27 | . | T038 | 0.19 | 8.0903
DK_CA_Kbh | . | S27 | . | T039 | 0.19 | 8.0903
DK_CA_Kbh | . | S27 | . | T040 | 0.19 | 8.0903
DK_CA_Kbh | . | S27 | . | T041 | 0.19 | 8.0903
DK_CA_Kbh | . | S27 | . | T042 | 0.06 | 2.5548
DK_CA_Kbh | . | S27 | . | T043 | 0.03 | 1.2774
DK_CA_Kbh | . | S27 | . | T044 | 0 | 0
DK_CA_Kbh | . | S27 | . | T045 | 0 | 0
DK_CA_Kbh | . | S27 | . | T046 | 0 | 0
DK_CA_Kbh | . | S27 | . | T047 | 0 | 0
DK_CA_Kbh | . | S27 | . | T048 | 0 | 0
DK_CA_Kbh | . | S27 | . | T049 | 0 | 0
DK_CA_Kbh | . | S27 | . | T050 | 0 | 0
DK_CA_Kbh | . | S27 | . | T051 | 0 | 0
DK_CA_Kbh | . | S27 | . | T052 | 0 | 0
DK_CA_Kbh | . | S27 | . | T053 | 0 | 0
DK_CA_Kbh | . | S27 | . | T054 | 0 | 0
DK_CA_Kbh | . | S27 | . | T055 | 0 | 0
DK_CA_Kbh | . | S27 | . | T056 | 0 | 0
DK_CA_Kbh | . | S27 | . | T057 | 0 | 0
DK_CA_Kbh | . | S27 | . | T058 | 0 | 0
DK_CA_Kbh | . | S27 | . | T059 | 0 | 0
DK_CA_Kbh | . | S27 | . | T060 | 0 | 0
DK_CA_Kbh | . | S27 | . | T061 | 0 | 0
DK_CA_Kbh | . | S27 | . | T062 | 0 | 0
DK_CA_Kbh | . | S27 | . | T063 | 0 | 0
DK_CA_Kbh | . | S27 | . | T064 | 0 | 0
DK_CA_Kbh | . | S27 | . | T065 | 0 | 0
DK_CA_Kbh | . | S27 | . | T066 | 0 | 0
DK_CA_Kbh | . | S27 | . | T067 | 0.03 | 1.2774
DK_CA_Kbh | . | S27 | . | T068 | 0.03 | 1.2774
DK_CA_Kbh | . | S27 | . | T069 | 0.06 | 2.5548
DK_CA_Kbh | . | S27 | . | T070 | 0.12 | 5.1097
DK_CA_Kbh | . | S27 | . | T071 | 0.12 | 5.1097
DK_CA_Kbh | . | S27 | . | T072 | 0.12 | 5.1097
DK_CA_Kbh | . | S27 | . | T073 | 0.12 | 5.1097
DK_CA_Kbh | . | S27 | . | T074 | 0.12 | 5.1097
DK_CA_Kbh | . | S27 | . | T075 | 0.19 | 8.0903
DK_CA_Kbh | . | S27 | . | T076 | 0.19 | 8.0903
DK_CA_Kbh | . | S27 | . | T077 | 0.19 | 8.0903
DK_CA_Kbh | . | S27 | . | T078 | 0.19 | 8.0903
DK_CA_Kbh | . | S27 | . | T079 | 0.19 | 8.0903
DK_CA_Kbh | . | S27 | . | T080 | 0.06 | 2.5548
DK_CA_Kbh | . | S27 | . | T081 | 0.06 | 2.5548
DK_CA_Kbh | . | S27 | . | T082 | 0.06 | 2.5548
DK_CA_Kbh | . | S27 | . | T083 | 0.12 | 5.1097
DK_CA_Kbh | . | S27 | . | T084 | 0.19 | 8.0903
DK_CA_Kbh | . | S27 | . | T085 | 0.19 | 8.0903
DK_CA_Kbh | . | S27 | . | T086 | 0.19 | 8.0903
DK_CA_Kbh | . | S27 | . | T087 | 0.19 | 8.0903
DK_CA_Kbh | . | S27 | . | T088 | 0.19 | 8.0903
DK_CA_Kbh | . | S27 | . | T089 | 0.19 | 8.0903
DK_CA_Kbh | . | S27 | . | T090 | 0.19 | 8.0903
DK_CA_Kbh | . | S27 | . | T091 | 0.12 | 5.1097
DK_CA_Kbh | . | S27 | . | T092 | 0.12 | 5.1097
DK_CA_Kbh | . | S27 | . | T093 | 0.19 | 8.0903
DK_CA_Kbh | . | S27 | . | T094 | 0.19 | 8.0903
DK_CA_Kbh | . | S27 | . | T095 | 0.19 | 8.0903
DK_CA_Kbh | . | S27 | . | T096 | 0.19 | 8.0903
DK_CA_Kbh | . | S27 | . | T097 | 0.19 | 8.0903
DK_CA_Kbh | . | S27 | . | T098 | 0.19 | 8.0903
DK_CA_Kbh | . | S27 | . | T099 | 0.3 | 12.7742
DK_CA_Kbh | . | S27 | . | T100 | 0.19 | 8.0903
DK_CA_Kbh | . | S27 | . | T101 | 0.19 | 8.0903
DK_CA_Kbh | . | S27 | . | T102 | 0.19 | 8.0903
DK_CA_Kbh | . | S27 | . | T103 | 0.06 | 2.5548
DK_CA_Kbh | . | S27 | . | T104 | 0.03 | 1.2774
DK_CA_Kbh | . | S27 | . | T105 | 0.03 | 1.2774
DK_CA_Kbh | . | S27 | . | T106 | 0.03 | 1.2774
DK_CA_Kbh | . | S27 | . | T107 | 0.06 | 2.5548
DK_CA_Kbh | . | S27 | . | T108 | 0.06 | 2.5548
DK_CA_Kbh | . | S27 | . | T109 | 0.06 | 2.5548
DK_CA_Kbh | . | S27 | . | T110 | 0.06 | 2.5548
DK_CA_Kbh | . | S27 | . | T111 | 0.06 | 2.5548
DK_CA_Kbh | . | S27 | . | T112 | 0.03 | 1.2774
DK_CA_Kbh | . | S27 | . | T113 | 0.03 | 1.2774
DK_CA_Kbh | . | S27 | . | T114 | 0.03 | 1.2774
DK_CA_Kbh | . | S27 | . | T115 | 0.03 | 1.2774
DK_CA_Kbh | . | S27 | . | T116 | 0.03 | 1.2774
DK_CA_Kbh | . | S27 | . | T117 | 0.06 | 2.5548
DK_CA_Kbh | . | S27 | . | T118 | 0.06 | 2.5548
DK_CA_Kbh | . | S27 | . | T119 | 0.12 | 5.1097
DK_CA_Kbh | . | S27 | . | T120 | 0.12 | 5.1097
DK_CA_Kbh | . | S27 | . | T121 | 0.06 | 2.5548
DK_CA_Kbh | . | S27 | . | T122 | 0.06 | 2.5548
DK_CA_Kbh | . | S27 | . | T123 | 0.06 | 2.5548
DK_CA_Kbh | . | S27 | . | T124 | 0.06 | 2.5548
DK_CA_Kbh | . | S27 | . | T125 | 0.06 | 2.5548
DK_CA_Kbh | . | S27 | . | T126 | 0.19 | 8.0903
DK_CA_Kbh | . | S27 | . | T127 | 0.12 | 5.1097
DK_CA_Kbh | . | S27 | . | T128 | 0.03 | 1.2774
DK_CA_Kbh | . | S27 | . | T129 | 0.03 | 1.2774
DK_CA_Kbh | . | S27 | . | T130 | 0.06 | 2.5548
DK_CA_Kbh | . | S27 | . | T131 | 0.06 | 2.5548
DK_CA_Kbh | . | S27 | . | T132 | 0.12 | 5.1097
DK_CA_Kbh | . | S27 | . | T133 | 0.12 | 5.1097
DK_CA_Kbh | . | S27 | . | T134 | 0.12 | 5.1097
DK_CA_Kbh | . | S27 | . | T135 | 0.12 | 5.1097
DK_CA_Kbh | . | S27 | . | T136 | 0.06 | 2.5548
DK_CA_Kbh | . | S27 | . | T137 | 0.06 | 2.5548
DK_CA_Kbh | . | S27 | . | T138 | 0.03 | 1.2774
DK_CA_Kbh | . | S27 | . | T139 | 0.06 | 2.5548
DK_CA_Kbh | . | S27 | . | T140 | 0.06 | 2.5548
DK_CA_Kbh | . | S27 | . | T141 | 0.19 | 8.0903
DK_CA_Kbh | . | S27 | . | T142 | 0.19 | 8.0903
DK_CA_Kbh | . | S27 | . | T143 | 0.3 | 12.7742
DK_CA_Kbh | . | S27 | . | T144 | 0.3 | 12.7742
DK_CA_Kbh | . | S27 | . | T145 | 0.3 | 12.7742
DK_CA_Kbh | . | S27 | . | T146 | 0.3 | 12.7742
DK_CA_Kbh | . | S27 | . | T147 | 0.3 | 12.7742
DK_CA_Kbh | . | S27 | . | T148 | 0.3 | 12.7742
DK_CA_Kbh | . | S27 | . | T149 | 0.3 | 12.7742
DK_CA_Kbh | . | S27 | . | T150 | 0.3 | 12.7742
DK_CA_Kbh | . | S27 | . | T151 | 0.3 | 12.7742
DK_CA_Kbh | . | S27 | . | T152 | 0.19 | 8.0903
DK_CA_Kbh | . | S27 | . | T153 | 0.12 | 5.1097
DK_CA_Kbh | . | S27 | . | T154 | 0.3 | 12.7742
DK_CA_Kbh | . | S27 | . | T155 | 0.42 | 17.8839
DK_CA_Kbh | . | S27 | . | T156 | 0.57 | 24.271
DK_CA_Kbh | . | S27 | . | T157 | 0.57 | 24.271
DK_CA_Kbh | . | S27 | . | T158 | 0.72 | 30.658
DK_CA_Kbh | . | S27 | . | T159 | 0.72 | 30.658
DK_CA_Kbh | . | S27 | . | T160 | 0.72 | 30.658
DK_CA_Kbh | . | S27 | . | T161 | 0.57 | 24.271
DK_CA_Kbh | . | S27 | . | T162 | 0.57 | 24.271
DK_CA_Kbh | . | S27 | . | T163 | 0.42 | 17.8839
DK_CA_Kbh | . | S27 | . | T164 | 0.42 | 17.8839
DK_CA_Kbh | . | S27 | . | T165 | 0.42 | 17.8839
DK_CA_Kbh | . | S27 | . | T166 | 0.42 | 17.8839
DK_CA_Kbh | . | S27 | . | T167 | 0.42 | 17.8839
DK_CA_Kbh | . | S27 | . | T168 | 0.42 | 17.8839
DK_CA_Kbh | . | S28 | . | T001 | 0.42 | 17.8839
DK_CA_Kbh | . | S28 | . | T002 | 0.42 | 17.8839
DK_CA_Kbh | . | S28 | . | T003 | 0.3 | 12.7742
DK_CA_Kbh | . | S28 | . | T004 | 0.3 | 12.7742
DK_CA_Kbh | . | S28 | . | T005 | 0.19 | 8.0903
DK_CA_Kbh | . | S28 | . | T006 | 0.12 | 5.1097
DK_CA_Kbh | . | S28 | . | T007 | 0.12 | 5.1097
DK_CA_Kbh | . | S28 | . | T008 | 0.19 | 8.0903
DK_CA_Kbh | . | S28 | . | T009 | 0.19 | 8.0903
DK_CA_Kbh | . | S28 | . | T010 | 0.3 | 12.7742
DK_CA_Kbh | . | S28 | . | T011 | 0.3 | 12.7742
DK_CA_Kbh | . | S28 | . | T012 | 0.3 | 12.7742
DK_CA_Kbh | . | S28 | . | T013 | 0.3 | 12.7742
DK_CA_Kbh | . | S28 | . | T014 | 0.42 | 17.8839
DK_CA_Kbh | . | S28 | . | T015 | 0.42 | 17.8839
DK_CA_Kbh | . | S28 | . | T016 | 0.42 | 17.8839
DK_CA_Kbh | . | S28 | . | T017 | 0.42 | 17.8839
DK_CA_Kbh | . | S28 | . | T018 | 0.3 | 12.7742
DK_CA_Kbh | . | S28 | . | T019 | 0.12 | 5.1097
DK_CA_Kbh | . | S28 | . | T020 | 0.03 | 1.2774
DK_CA_Kbh | . | S28 | . | T021 | 0 | 0
DK_CA_Kbh | . | S28 | . | T022 | 0 | 0
DK_CA_Kbh | . | S28 | . | T023 | 0 | 0
DK_CA_Kbh | . | S28 | . | T024 | 0 | 0
DK_CA_Kbh | . | S28 | . | T025 | 0.06 | 2.5548
DK_CA_Kbh | . | S28 | . | T026 | 0.19 | 8.0903
DK_CA_Kbh | . | S28 | . | T027 | 0.3 | 12.7742
DK_CA_Kbh | . | S28 | . | T028 | 0.3 | 12.7742
DK_CA_Kbh | . | S28 | . | T029 | 0.42 | 17.8839
DK_CA_Kbh | . | S28 | . | T030 | 0.3 | 12.7742
DK_CA_Kbh | . | S28 | . | T031 | 0.3 | 12.7742
DK_CA_Kbh | . | S28 | . | T032 | 0.19 | 8.0903
DK_CA_Kbh | . | S28 | . | T033 | 0.19 | 8.0903
DK_CA_Kbh | . | S28 | . | T034 | 0.3 | 12.7742
DK_CA_Kbh | . | S28 | . | T035 | 0.42 | 17.8839
DK_CA_Kbh | . | S28 | . | T036 | 0.42 | 17.8839
DK_CA_Kbh | . | S28 | . | T037 | 0.42 | 17.8839
DK_CA_Kbh | . | S28 | . | T038 | 0.57 | 24.271
DK_CA_Kbh | . | S28 | . | T039 | 0.57 | 24.271
DK_CA_Kbh | . | S28 | . | T040 | 0.57 | 24.271
DK_CA_Kbh | . | S28 | . | T041 | 0.57 | 24.271
DK_CA_Kbh | . | S28 | . | T042 | 0.57 | 24.271
DK_CA_Kbh | . | S28 | . | T043 | 0.57 | 24.271
DK_CA_Kbh | . | S28 | . | T044 | 0.57 | 24.271
DK_CA_Kbh | . | S28 | . | T045 | 0.57 | 24.271
DK_CA_Kbh | . | S28 | . | T046 | 0.57 | 24.271
DK_CA_Kbh | . | S28 | . | T047 | 0.57 | 24.271
DK_CA_Kbh | . | S28 | . | T048 | 0.57 | 24.271
DK_CA_Kbh | . | S28 | . | T049 | 0.42 | 17.8839
DK_CA_Kbh | . | S28 | . | T050 | 0.42 | 17.8839
DK_CA_Kbh | . | S28 | . | T051 | 0.42 | 17.8839
DK_CA_Kbh | . | S28 | . | T052 | 0.3 | 12.7742
DK_CA_Kbh | . | S28 | . | T053 | 0.3 | 12.7742
DK_CA_Kbh | . | S28 | . | T054 | 0.3 | 12.7742
DK_CA_Kbh | . | S28 | . | T055 | 0.19 | 8.0903
DK_CA_Kbh | . | S28 | . | T056 | 0.19 | 8.0903
DK_CA_Kbh | . | S28 | . | T057 | 0.12 | 5.1097
DK_CA_Kbh | . | S28 | . | T058 | 0.12 | 5.1097
DK_CA_Kbh | . | S28 | . | T059 | 0.12 | 5.1097
DK_CA_Kbh | . | S28 | . | T060 | 0.12 | 5.1097
DK_CA_Kbh | . | S28 | . | T061 | 0.19 | 8.0903
DK_CA_Kbh | . | S28 | . | T062 | 0.19 | 8.0903
DK_CA_Kbh | . | S28 | . | T063 | 0.19 | 8.0903
DK_CA_Kbh | . | S28 | . | T064 | 0.12 | 5.1097
DK_CA_Kbh | . | S28 | . | T065 | 0.19 | 8.0903
DK_CA_Kbh | . | S28 | . | T066 | 0.12 | 5.1097
DK_CA_Kbh | . | S28 | . | T067 | 0.12 | 5.1097
DK_CA_Kbh | . | S28 | . | T068 | 0.12 | 5.1097
DK_CA_Kbh | . | S28 | . | T069 | 0.3 | 12.7742
DK_CA_Kbh | . | S28 | . | T070 | 0.42 | 17.8839
DK_CA_Kbh | . | S28 | . | T071 | 0.42 | 17.8839
DK_CA_Kbh | . | S28 | . | T072 | 0.42 | 17.8839
DK_CA_Kbh | . | S28 | . | T073 | 0.42 | 17.8839
DK_CA_Kbh | . | S28 | . | T074 | 0.42 | 17.8839
DK_CA_Kbh | . | S28 | . | T075 | 0.42 | 17.8839
DK_CA_Kbh | . | S28 | . | T076 | 0.42 | 17.8839
DK_CA_Kbh | . | S28 | . | T077 | 0.3 | 12.7742
DK_CA_Kbh | . | S28 | . | T078 | 0.3 | 12.7742
DK_CA_Kbh | . | S28 | . | T079 | 0.42 | 17.8839
DK_CA_Kbh | . | S28 | . | T080 | 0.57 | 24.271
DK_CA_Kbh | . | S28 | . | T081 | 0.57 | 24.271
DK_CA_Kbh | . | S28 | . | T082 | 0.57 | 24.271
DK_CA_Kbh | . | S28 | . | T083 | 0.72 | 30.658
DK_CA_Kbh | . | S28 | . | T084 | 0.72 | 30.658
DK_CA_Kbh | . | S28 | . | T085 | 0.72 | 30.658
DK_CA_Kbh | . | S28 | . | T086 | 0.72 | 30.658
DK_CA_Kbh | . | S28 | . | T087 | 0.72 | 30.658
DK_CA_Kbh | . | S28 | . | T088 | 0.72 | 30.658
DK_CA_Kbh | . | S28 | . | T089 | 0.72 | 30.658
DK_CA_Kbh | . | S28 | . | T090 | 0.72 | 30.658
DK_CA_Kbh | . | S28 | . | T091 | 0.72 | 30.658
DK_CA_Kbh | . | S28 | . | T092 | 0.57 | 24.271
DK_CA_Kbh | . | S28 | . | T093 | 0.57 | 24.271
DK_CA_Kbh | . | S28 | . | T094 | 0.72 | 30.658
DK_CA_Kbh | . | S28 | . | T095 | 0.85 | 36.1935
DK_CA_Kbh | . | S28 | . | T096 | 0.95 | 40.4516
DK_CA_Kbh | . | S28 | . | T097 | 0.95 | 40.4516
DK_CA_Kbh | . | S28 | . | T098 | 0.99 | 42.1548
DK_CA_Kbh | . | S28 | . | T099 | 0.99 | 42.1548
DK_CA_Kbh | . | S28 | . | T100 | 1 | 42.5806
DK_CA_Kbh | . | S28 | . | T101 | 1 | 42.5806
DK_CA_Kbh | . | S28 | . | T102 | 1 | 42.5806
DK_CA_Kbh | . | S28 | . | T103 | 1 | 42.5806
DK_CA_Kbh | . | S28 | . | T104 | 1 | 42.5806
DK_CA_Kbh | . | S28 | . | T105 | 1 | 42.5806
DK_CA_Kbh | . | S28 | . | T106 | 1 | 42.5806
DK_CA_Kbh | . | S28 | . | T107 | 1 | 42.5806
DK_CA_Kbh | . | S28 | . | T108 | 1 | 42.5806
DK_CA_Kbh | . | S28 | . | T109 | 0.99 | 42.1548
DK_CA_Kbh | . | S28 | . | T110 | 0.95 | 40.4516
DK_CA_Kbh | . | S28 | . | T111 | 0.85 | 36.1935
DK_CA_Kbh | . | S28 | . | T112 | 0.72 | 30.658
DK_CA_Kbh | . | S28 | . | T113 | 0.57 | 24.271
DK_CA_Kbh | . | S28 | . | T114 | 0.57 | 24.271
DK_CA_Kbh | . | S28 | . | T115 | 0.57 | 24.271
DK_CA_Kbh | . | S28 | . | T116 | 0.42 | 17.8839
DK_CA_Kbh | . | S28 | . | T117 | 0.3 | 12.7742
DK_CA_Kbh | . | S28 | . | T118 | 0.19 | 8.0903
DK_CA_Kbh | . | S28 | . | T119 | 0.19 | 8.0903
DK_CA_Kbh | . | S28 | . | T120 | 0.19 | 8.0903
DK_CA_Kbh | . | S28 | . | T121 | 0.12 | 5.1097
DK_CA_Kbh | . | S28 | . | T122 | 0.12 | 5.1097
DK_CA_Kbh | . | S28 | . | T123 | 0.19 | 8.0903
DK_CA_Kbh | . | S28 | . | T124 | 0.3 | 12.7742
DK_CA_Kbh | . | S28 | . | T125 | 0.3 | 12.7742
DK_CA_Kbh | . | S28 | . | T126 | 0.3 | 12.7742
DK_CA_Kbh | . | S28 | . | T127 | 0.3 | 12.7742
DK_CA_Kbh | . | S28 | . | T128 | 0.3 | 12.7742
DK_CA_Kbh | . | S28 | . | T129 | 0.3 | 12.7742
DK_CA_Kbh | . | S28 | . | T130 | 0.42 | 17.8839
DK_CA_Kbh | . | S28 | . | T131 | 0.57 | 24.271
DK_CA_Kbh | . | S28 | . | T132 | 0.72 | 30.658
DK_CA_Kbh | . | S28 | . | T133 | 0.85 | 36.1935
DK_CA_Kbh | . | S28 | . | T134 | 0.85 | 36.1935
DK_CA_Kbh | . | S28 | . | T135 | 0.85 | 36.1935
DK_CA_Kbh | . | S28 | . | T136 | 0.85 | 36.1935
DK_CA_Kbh | . | S28 | . | T137 | 0.72 | 30.658
DK_CA_Kbh | . | S28 | . | T138 | 0.72 | 30.658
DK_CA_Kbh | . | S28 | . | T139 | 0.57 | 24.271
DK_CA_Kbh | . | S28 | . | T140 | 0.42 | 17.8839
DK_CA_Kbh | . | S28 | . | T141 | 0.3 | 12.7742
DK_CA_Kbh | . | S28 | . | T142 | 0.19 | 8.0903
DK_CA_Kbh | . | S28 | . | T143 | 0.19 | 8.0903
DK_CA_Kbh | . | S28 | . | T144 | 0.19 | 8.0903
DK_CA_Kbh | . | S28 | . | T145 | 0.19 | 8.0903
DK_CA_Kbh | . | S28 | . | T146 | 0.12 | 5.1097
DK_CA_Kbh | . | S28 | . | T147 | 0.12 | 5.1097
DK_CA_Kbh | . | S28 | . | T148 | 0.12 | 5.1097
DK_CA_Kbh | . | S28 | . | T149 | 0.12 | 5.1097
DK_CA_Kbh | . | S28 | . | T150 | 0.06 | 2.5548
DK_CA_Kbh | . | S28 | . | T151 | 0.03 | 1.2774
DK_CA_Kbh | . | S28 | . | T152 | 0.06 | 2.5548
DK_CA_Kbh | . | S28 | . | T153 | 0.03 | 1.2774
DK_CA_Kbh | . | S28 | . | T154 | 0.06 | 2.5548
DK_CA_Kbh | . | S28 | . | T155 | 0.06 | 2.5548
DK_CA_Kbh | . | S28 | . | T156 | 0.06 | 2.5548
DK_CA_Kbh | . | S28 | . | T157 | 0.06 | 2.5548
DK_CA_Kbh | . | S28 | . | T158 | 0.06 | 2.5548
DK_CA_Kbh | . | S28 | . | T159 | 0.06 | 2.5548
DK_CA_Kbh | . | S28 | . | T160 | 0.06 | 2.5548
DK_CA_Kbh | . | S28 | . | T161 | 0.03 | 1.2774
DK_CA_Kbh | . | S28 | . | T162 | 0.06 | 2.5548
DK_CA_Kbh | . | S28 | . | T163 | 0.12 | 5.1097
DK_CA_Kbh | . | S28 | . | T164 | 0.12 | 5.1097
DK_CA_Kbh | . | S28 | . | T165 | 0.12 | 5.1097
DK_CA_Kbh | . | S28 | . | T166 | 0.19 | 8.0903
DK_CA_Kbh | . | S28 | . | T167 | 0.3 | 12.7742
DK_CA_Kbh | . | S28 | . | T168 | 0.3 | 12.7742
DK_CA_Kbh | . | S29 | . | T001 | 0.3 | 12.7742
DK_CA_Kbh | . | S29 | . | T002 | 0.3 | 12.7742
DK_CA_Kbh | . | S29 | . | T003 | 0.19 | 8.0903
DK_CA_Kbh | . | S29 | . | T004 | 0.19 | 8.0903
DK_CA_Kbh | . | S29 | . | T005 | 0.12 | 5.1097
DK_CA_Kbh | . | S29 | . | T006 | 0.57 | 24.271
DK_CA_Kbh | . | S29 | . | T007 | 0.72 | 30.658
DK_CA_Kbh | . | S29 | . | T008 | 0.72 | 30.658
DK_CA_Kbh | . | S29 | . | T009 | 0.57 | 24.271
DK_CA_Kbh | . | S29 | . | T010 | 0.57 | 24.271
DK_CA_Kbh | . | S29 | . | T011 | 0.42 | 17.8839
DK_CA_Kbh | . | S29 | . | T012 | 0.42 | 17.8839
DK_CA_Kbh | . | S29 | . | T013 | 0.3 | 12.7742
DK_CA_Kbh | . | S29 | . | T014 | 0.3 | 12.7742
DK_CA_Kbh | . | S29 | . | T015 | 0.3 | 12.7742
DK_CA_Kbh | . | S29 | . | T016 | 0.19 | 8.0903
DK_CA_Kbh | . | S29 | . | T017 | 0.19 | 8.0903
DK_CA_Kbh | . | S29 | . | T018 | 0.19 | 8.0903
DK_CA_Kbh | . | S29 | . | T019 | 0.19 | 8.0903
DK_CA_Kbh | . | S29 | . | T020 | 0.12 | 5.1097
DK_CA_Kbh | . | S29 | . | T021 | 0.19 | 8.0903
DK_CA_Kbh | . | S29 | . | T022 | 0.19 | 8.0903
DK_CA_Kbh | . | S29 | . | T023 | 0.19 | 8.0903
DK_CA_Kbh | . | S29 | . | T024 | 0.12 | 5.1097
DK_CA_Kbh | . | S29 | . | T025 | 0.12 | 5.1097
DK_CA_Kbh | . | S29 | . | T026 | 0.12 | 5.1097
DK_CA_Kbh | . | S29 | . | T027 | 0.12 | 5.1097
DK_CA_Kbh | . | S29 | . | T028 | 0.19 | 8.0903
DK_CA_Kbh | . | S29 | . | T029 | 0.19 | 8.0903
DK_CA_Kbh | . | S29 | . | T030 | 0.19 | 8.0903
DK_CA_Kbh | . | S29 | . | T031 | 0.12 | 5.1097
DK_CA_Kbh | . | S29 | . | T032 | 0 | 0
DK_CA_Kbh | . | S29 | . | T033 | 0 | 0
DK_CA_Kbh | . | S29 | . | T034 | 0 | 0
DK_CA_Kbh | . | S29 | . | T035 | 0 | 0
DK_CA_Kbh | . | S29 | . | T036 | 0 | 0
DK_CA_Kbh | . | S29 | . | T037 | 0.03 | 1.2774
DK_CA_Kbh | . | S29 | . | T038 | 0.12 | 5.1097
DK_CA_Kbh | . | S29 | . | T039 | 0.06 | 2.5548
DK_CA_Kbh | . | S29 | . | T040 | 0.03 | 1.2774
DK_CA_Kbh | . | S29 | . | T041 | 0.03 | 1.2774
DK_CA_Kbh | . | S29 | . | T042 | 0.06 | 2.5548
DK_CA_Kbh | . | S29 | . | T043 | 0.06 | 2.5548
DK_CA_Kbh | . | S29 | . | T044 | 0.06 | 2.5548
DK_CA_Kbh | . | S29 | . | T045 | 0.06 | 2.5548
DK_CA_Kbh | . | S29 | . | T046 | 0.03 | 1.2774
DK_CA_Kbh | . | S29 | . | T047 | 0.03 | 1.2774
DK_CA_Kbh | . | S29 | . | T048 | 0.03 | 1.2774
DK_CA_Kbh | . | S29 | . | T049 | 0.03 | 1.2774
DK_CA_Kbh | . | S29 | . | T050 | 0.03 | 1.2774
DK_CA_Kbh | . | S29 | . | T051 | 0.06 | 2.5548
DK_CA_Kbh | . | S29 | . | T052 | 0.06 | 2.5548
DK_CA_Kbh | . | S29 | . | T053 | 0.06 | 2.5548
DK_CA_Kbh | . | S29 | . | T054 | 0.06 | 2.5548
DK_CA_Kbh | . | S29 | . | T055 | 0.06 | 2.5548
DK_CA_Kbh | . | S29 | . | T056 | 0.03 | 1.2774
DK_CA_Kbh | . | S29 | . | T057 | 0.03 | 1.2774
DK_CA_Kbh | . | S29 | . | T058 | 0.06 | 2.5548
DK_CA_Kbh | . | S29 | . | T059 | 0.06 | 2.5548
DK_CA_Kbh | . | S29 | . | T060 | 0.06 | 2.5548
DK_CA_Kbh | . | S29 | . | T061 | 0.12 | 5.1097
DK_CA_Kbh | . | S29 | . | T062 | 0.12 | 5.1097
DK_CA_Kbh | . | S29 | . | T063 | 0.06 | 2.5548
DK_CA_Kbh | . | S29 | . | T064 | 0.06 | 2.5548
DK_CA_Kbh | . | S29 | . | T065 | 0.03 | 1.2774
DK_CA_Kbh | . | S29 | . | T066 | 0.03 | 1.2774
DK_CA_Kbh | . | S29 | . | T067 | 0.03 | 1.2774
DK_CA_Kbh | . | S29 | . | T068 | 0.06 | 2.5548
DK_CA_Kbh | . | S29 | . | T069 | 0.06 | 2.5548
DK_CA_Kbh | . | S29 | . | T070 | 0.03 | 1.2774
DK_CA_Kbh | . | S29 | . | T071 | 0 | 0
DK_CA_Kbh | . | S29 | . | T072 | 0 | 0
DK_CA_Kbh | . | S29 | . | T073 | 0.03 | 1.2774
DK_CA_Kbh | . | S29 | . | T074 | 0.03 | 1.2774
DK_CA_Kbh | . | S29 | . | T075 | 0.03 | 1.2774
DK_CA_Kbh | . | S29 | . | T076 | 0.03 | 1.2774
DK_CA_Kbh | . | S29 | . | T077 | 0 | 0
DK_CA_Kbh | . | S29 | . | T078 | 0 | 0
DK_CA_Kbh | . | S29 | . | T079 | 0.03 | 1.2774
DK_CA_Kbh | . | S29 | . | T080 | 0 | 0
DK_CA_Kbh | . | S29 | . | T081 | 0 | 0
DK_CA_Kbh | . | S29 | . | T082 | 0 | 0
DK_CA_Kbh | . | S29 | . | T083 | 0 | 0
DK_CA_Kbh | . | S29 | . | T084 | 0 | 0
DK_CA_Kbh | . | S29 | . | T085 | 0 | 0
DK_CA_Kbh | . | S29 | . | T086 | 0 | 0
DK_CA_Kbh | . | S29 | . | T087 | 0 | 0
DK_CA_Kbh | . | S29 | . | T088 | 0 | 0
DK_CA_Kbh | . | S29 | . | T089 | 0 | 0
DK_CA_Kbh | . | S29 | . | T090 | 0 | 0
DK_CA_Kbh | . | S29 | . | T091 | 0 | 0
DK_CA_Kbh | . | S29 | . | T092 | 0.03 | 1.2774
DK_CA_Kbh | . | S29 | . | T093 | 0.06 | 2.5548
DK_CA_Kbh | . | S29 | . | T094 | 0.12 | 5.1097
DK_CA_Kbh | . | S29 | . | T095 | 0.19 | 8.0903
DK_CA_Kbh | . | S29 | . | T096 | 0.3 | 12.7742
DK_CA_Kbh | . | S29 | . | T097 | 0.3 | 12.7742
DK_CA_Kbh | . | S29 | . | T098 | 0.42 | 17.8839
DK_CA_Kbh | . | S29 | . | T099 | 0.42 | 17.8839
DK_CA_Kbh | . | S29 | . | T100 | 0.42 | 17.8839
DK_CA_Kbh | . | S29 | . | T101 | 0.3 | 12.7742
DK_CA_Kbh | . | S29 | . | T102 | 0.19 | 8.0903
DK_CA_Kbh | . | S29 | . | T103 | 0.12 | 5.1097
DK_CA_Kbh | . | S29 | . | T104 | 0.12 | 5.1097
DK_CA_Kbh | . | S29 | . | T105 | 0.06 | 2.5548
DK_CA_Kbh | . | S29 | . | T106 | 0.06 | 2.5548
DK_CA_Kbh | . | S29 | . | T107 | 0.06 | 2.5548
DK_CA_Kbh | . | S29 | . | T108 | 0.12 | 5.1097
DK_CA_Kbh | . | S29 | . | T109 | 0.12 | 5.1097
DK_CA_Kbh | . | S29 | . | T110 | 0.19 | 8.0903
DK_CA_Kbh | . | S29 | . | T111 | 0.19 | 8.0903
DK_CA_Kbh | . | S29 | . | T112 | 0.3 | 12.7742
DK_CA_Kbh | . | S29 | . | T113 | 0.19 | 8.0903
DK_CA_Kbh | . | S29 | . | T114 | 0.12 | 5.1097
DK_CA_Kbh | . | S29 | . | T115 | 0.12 | 5.1097
DK_CA_Kbh | . | S29 | . | T116 | 0.12 | 5.1097
DK_CA_Kbh | . | S29 | . | T117 | 0.19 | 8.0903
DK_CA_Kbh | . | S29 | . | T118 | 0.3 | 12.7742
DK_CA_Kbh | . | S29 | . | T119 | 0.3 | 12.7742
DK_CA_Kbh | . | S29 | . | T120 | 0.3 | 12.7742
DK_CA_Kbh | . | S29 | . | T121 | 0.19 | 8.0903
DK_CA_Kbh | . | S29 | . | T122 | 0.12 | 5.1097
DK_CA_Kbh | . | S29 | . | T123 | 0.12 | 5.1097
DK_CA_Kbh | . | S29 | . | T124 | 0.06 | 2.5548
DK_CA_Kbh | . | S29 | . | T125 | 0.06 | 2.5548
DK_CA_Kbh | . | S29 | . | T126 | 0.06 | 2.5548
DK_CA_Kbh | . | S29 | . | T127 | 0.03 | 1.2774
DK_CA_Kbh | . | S29 | . | T128 | 0 | 0
DK_CA_Kbh | . | S29 | . | T129 | 0 | 0
DK_CA_Kbh | . | S29 | . | T130 | 0.03 | 1.2774
DK_CA_Kbh | . | S29 | . | T131 | 0.03 | 1.2774
DK_CA_Kbh | . | S29 | . | T132 | 0.03 | 1.2774
DK_CA_Kbh | . | S29 | . | T133 | 0.03 | 1.2774
DK_CA_Kbh | . | S29 | . | T134 | 0.06 | 2.5548
DK_CA_Kbh | . | S29 | . | T135 | 0.06 | 2.5548
DK_CA_Kbh | . | S29 | . | T136 | 0.06 | 2.5548
DK_CA_Kbh | . | S29 | . | T137 | 0.06 | 2.5548
DK_CA_Kbh | . | S29 | . | T138 | 0.06 | 2.5548
DK_CA_Kbh | . | S29 | . | T139 | 0.03 | 1.2774
DK_CA_Kbh | . | S29 | . | T140 | 0.06 | 2.5548
DK_CA_Kbh | . | S29 | . | T141 | 0.06 | 2.5548
DK_CA_Kbh | . | S29 | . | T142 | 0.12 | 5.1097
DK_CA_Kbh | . | S29 | . | T143 | 0.12 | 5.1097
DK_CA_Kbh | . | S29 | . | T144 | 0.12 | 5.1097
DK_CA_Kbh | . | S29 | . | T145 | 0.12 | 5.1097
DK_CA_Kbh | . | S29 | . | T146 | 0.19 | 8.0903
DK_CA_Kbh | . | S29 | . | T147 | 0.12 | 5.1097
DK_CA_Kbh | . | S29 | . | T148 | 0.12 | 5.1097
DK_CA_Kbh | . | S29 | . | T149 | 0.12 | 5.1097
DK_CA_Kbh | . | S29 | . | T150 | 0.12 | 5.1097
DK_CA_Kbh | . | S29 | . | T151 | 0.12 | 5.1097
DK_CA_Kbh | . | S29 | . | T152 | 0.12 | 5.1097
DK_CA_Kbh | . | S29 | . | T153 | 0.12 | 5.1097
DK_CA_Kbh | . | S29 | . | T154 | 0.06 | 2.5548
DK_CA_Kbh | . | S29 | . | T155 | 0.12 | 5.1097
DK_CA_Kbh | . | S29 | . | T156 | 0.12 | 5.1097
DK_CA_Kbh | . | S29 | . | T157 | 0.12 | 5.1097
DK_CA_Kbh | . | S29 | . | T158 | 0.12 | 5.1097
DK_CA_Kbh | . | S29 | . | T159 | 0.06 | 2.5548
DK_CA_Kbh | . | S29 | . | T160 | 0.06 | 2.5548
DK_CA_Kbh | . | S29 | . | T161 | 0.06 | 2.5548
DK_CA_Kbh | . | S29 | . | T162 | 0.03 | 1.2774
DK_CA_Kbh | . | S29 | . | T163 | 0.03 | 1.2774
DK_CA_Kbh | . | S29 | . | T164 | 0.03 | 1.2774
DK_CA_Kbh | . | S29 | . | T165 | 0.06 | 2.5548
DK_CA_Kbh | . | S29 | . | T166 | 0.03 | 1.2774
DK_CA_Kbh | . | S29 | . | T167 | 0.03 | 1.2774
DK_CA_Kbh | . | S29 | . | T168 | 0.03 | 1.2774
DK_CA_Kbh | . | S30 | . | T001 | 0.06 | 2.5548
DK_CA_Kbh | . | S30 | . | T002 | 0.12 | 5.1097
DK_CA_Kbh | . | S30 | . | T003 | 0.19 | 8.0903
DK_CA_Kbh | . | S30 | . | T004 | 0.19 | 8.0903
DK_CA_Kbh | . | S30 | . | T005 | 0.12 | 5.1097
DK_CA_Kbh | . | S30 | . | T006 | 0.06 | 2.5548
DK_CA_Kbh | . | S30 | . | T007 | 0.03 | 1.2774
DK_CA_Kbh | . | S30 | . | T008 | 0.06 | 2.5548
DK_CA_Kbh | . | S30 | . | T009 | 0.12 | 5.1097
DK_CA_Kbh | . | S30 | . | T010 | 0.12 | 5.1097
DK_CA_Kbh | . | S30 | . | T011 | 0.12 | 5.1097
DK_CA_Kbh | . | S30 | . | T012 | 0.12 | 5.1097
DK_CA_Kbh | . | S30 | . | T013 | 0.12 | 5.1097
DK_CA_Kbh | . | S30 | . | T014 | 0.12 | 5.1097
DK_CA_Kbh | . | S30 | . | T015 | 0.19 | 8.0903
DK_CA_Kbh | . | S30 | . | T016 | 0.19 | 8.0903
DK_CA_Kbh | . | S30 | . | T017 | 0.19 | 8.0903
DK_CA_Kbh | . | S30 | . | T018 | 0.19 | 8.0903
DK_CA_Kbh | . | S30 | . | T019 | 0.12 | 5.1097
DK_CA_Kbh | . | S30 | . | T020 | 0.12 | 5.1097
DK_CA_Kbh | . | S30 | . | T021 | 0.12 | 5.1097
DK_CA_Kbh | . | S30 | . | T022 | 0.12 | 5.1097
DK_CA_Kbh | . | S30 | . | T023 | 0.06 | 2.5548
DK_CA_Kbh | . | S30 | . | T024 | 0.03 | 1.2774
DK_CA_Kbh | . | S30 | . | T025 | 0.03 | 1.2774
DK_CA_Kbh | . | S30 | . | T026 | 0.03 | 1.2774
DK_CA_Kbh | . | S30 | . | T027 | 0.03 | 1.2774
DK_CA_Kbh | . | S30 | . | T028 | 0.03 | 1.2774
DK_CA_Kbh | . | S30 | . | T029 | 0.03 | 1.2774
DK_CA_Kbh | . | S30 | . | T030 | 0.03 | 1.2774
DK_CA_Kbh | . | S30 | . | T031 | 0.03 | 1.2774
DK_CA_Kbh | . | S30 | . | T032 | 0.03 | 1.2774
DK_CA_Kbh | . | S30 | . | T033 | 0 | 0
DK_CA_Kbh | . | S30 | . | T034 | 0 | 0
DK_CA_Kbh | . | S30 | . | T035 | 0 | 0
DK_CA_Kbh | . | S30 | . | T036 | 0 | 0
DK_CA_Kbh | . | S30 | . | T037 | 0 | 0
DK_CA_Kbh | . | S30 | . | T038 | 0 | 0
DK_CA_Kbh | . | S30 | . | T039 | 0 | 0
DK_CA_Kbh | . | S30 | . | T040 | 0 | 0
DK_CA_Kbh | . | S30 | . | T041 | 0 | 0
DK_CA_Kbh | . | S30 | . | T042 | 0 | 0
DK_CA_Kbh | . | S30 | . | T043 | 0.03 | 1.2774
DK_CA_Kbh | . | S30 | . | T044 | 0.06 | 2.5548
DK_CA_Kbh | . | S30 | . | T045 | 0.12 | 5.1097
DK_CA_Kbh | . | S30 | . | T046 | 0.12 | 5.1097
DK_CA_Kbh | . | S30 | . | T047 | 0.12 | 5.1097
DK_CA_Kbh | . | S30 | . | T048 | 0.12 | 5.1097
DK_CA_Kbh | . | S30 | . | T049 | 0.12 | 5.1097
DK_CA_Kbh | . | S30 | . | T050 | 0.06 | 2.5548
DK_CA_Kbh | . | S30 | . | T051 | 0.06 | 2.5548
DK_CA_Kbh | . | S30 | . | T052 | 0.06 | 2.5548
DK_CA_Kbh | . | S30 | . | T053 | 0.06 | 2.5548
DK_CA_Kbh | . | S30 | . | T054 | 0.12 | 5.1097
DK_CA_Kbh | . | S30 | . | T055 | 0.03 | 1.2774
DK_CA_Kbh | . | S30 | . | T056 | 0 | 0
DK_CA_Kbh | . | S30 | . | T057 | 0 | 0
DK_CA_Kbh | . | S30 | . | T058 | 0 | 0
DK_CA_Kbh | . | S30 | . | T059 | 0 | 0
DK_CA_Kbh | . | S30 | . | T060 | 0 | 0
DK_CA_Kbh | . | S30 | . | T061 | 0 | 0
DK_CA_Kbh | . | S30 | . | T062 | 0 | 0
DK_CA_Kbh | . | S30 | . | T063 | 0 | 0
DK_CA_Kbh | . | S30 | . | T064 | 0 | 0
DK_CA_Kbh | . | S30 | . | T065 | 0 | 0
DK_CA_Kbh | . | S30 | . | T066 | 0 | 0
DK_CA_Kbh | . | S30 | . | T067 | 0 | 0
DK_CA_Kbh | . | S30 | . | T068 | 0 | 0
DK_CA_Kbh | . | S30 | . | T069 | 0 | 0
DK_CA_Kbh | . | S30 | . | T070 | 0 | 0
DK_CA_Kbh | . | S30 | . | T071 | 0 | 0
DK_CA_Kbh | . | S30 | . | T072 | 0 | 0
DK_CA_Kbh | . | S30 | . | T073 | 0 | 0
DK_CA_Kbh | . | S30 | . | T074 | 0 | 0
DK_CA_Kbh | . | S30 | . | T075 | 0 | 0
DK_CA_Kbh | . | S30 | . | T076 | 0 | 0
DK_CA_Kbh | . | S30 | . | T077 | 0 | 0
DK_CA_Kbh | . | S30 | . | T078 | 0 | 0
DK_CA_Kbh | . | S30 | . | T079 | 0 | 0
DK_CA_Kbh | . | S30 | . | T080 | 0 | 0
DK_CA_Kbh | . | S30 | . | T081 | 0 | 0
DK_CA_Kbh | . | S30 | . | T082 | 0 | 0
DK_CA_Kbh | . | S30 | . | T083 | 0 | 0
DK_CA_Kbh | . | S30 | . | T084 | 0.03 | 1.2774
DK_CA_Kbh | . | S30 | . | T085 | 0.03 | 1.2774
DK_CA_Kbh | . | S30 | . | T086 | 0.03 | 1.2774
DK_CA_Kbh | . | S30 | . | T087 | 0.03 | 1.2774
DK_CA_Kbh | . | S30 | . | T088 | 0.06 | 2.5548
DK_CA_Kbh | . | S30 | . | T089 | 0.06 | 2.5548
DK_CA_Kbh | . | S30 | . | T090 | 0.06 | 2.5548
DK_CA_Kbh | . | S30 | . | T091 | 0.06 | 2.5548
DK_CA_Kbh | . | S30 | . | T092 | 0.06 | 2.5548
DK_CA_Kbh | . | S30 | . | T093 | 0.06 | 2.5548
DK_CA_Kbh | . | S30 | . | T094 | 0.12 | 5.1097
DK_CA_Kbh | . | S30 | . | T095 | 0.19 | 8.0903
DK_CA_Kbh | . | S30 | . | T096 | 0.19 | 8.0903
DK_CA_Kbh | . | S30 | . | T097 | 0.3 | 12.7742
DK_CA_Kbh | . | S30 | . | T098 | 0.19 | 8.0903
DK_CA_Kbh | . | S30 | . | T099 | 0.19 | 8.0903
DK_CA_Kbh | . | S30 | . | T100 | 0.19 | 8.0903
DK_CA_Kbh | . | S30 | . | T101 | 0.19 | 8.0903
DK_CA_Kbh | . | S30 | . | T102 | 0.12 | 5.1097
DK_CA_Kbh | . | S30 | . | T103 | 0.06 | 2.5548
DK_CA_Kbh | . | S30 | . | T104 | 0.06 | 2.5548
DK_CA_Kbh | . | S30 | . | T105 | 0.06 | 2.5548
DK_CA_Kbh | . | S30 | . | T106 | 0.06 | 2.5548
DK_CA_Kbh | . | S30 | . | T107 | 0.12 | 5.1097
DK_CA_Kbh | . | S30 | . | T108 | 0.06 | 2.5548
DK_CA_Kbh | . | S30 | . | T109 | 0.12 | 5.1097
DK_CA_Kbh | . | S30 | . | T110 | 0.12 | 5.1097
DK_CA_Kbh | . | S30 | . | T111 | 0.12 | 5.1097
DK_CA_Kbh | . | S30 | . | T112 | 0.12 | 5.1097
DK_CA_Kbh | . | S30 | . | T113 | 0.12 | 5.1097
DK_CA_Kbh | . | S30 | . | T114 | 0.06 | 2.5548
DK_CA_Kbh | . | S30 | . | T115 | 0.03 | 1.2774
DK_CA_Kbh | . | S30 | . | T116 | 0.03 | 1.2774
DK_CA_Kbh | . | S30 | . | T117 | 0.03 | 1.2774
DK_CA_Kbh | . | S30 | . | T118 | 0.03 | 1.2774
DK_CA_Kbh | . | S30 | . | T119 | 0.03 | 1.2774
DK_CA_Kbh | . | S30 | . | T120 | 0.03 | 1.2774
DK_CA_Kbh | . | S30 | . | T121 | 0.03 | 1.2774
DK_CA_Kbh | . | S30 | . | T122 | 0.03 | 1.2774
DK_CA_Kbh | . | S30 | . | T123 | 0.03 | 1.2774
DK_CA_Kbh | . | S30 | . | T124 | 0.03 | 1.2774
DK_CA_Kbh | . | S30 | . | T125 | 0.03 | 1.2774
DK_CA_Kbh | . | S30 | . | T126 | 0.03 | 1.2774
DK_CA_Kbh | . | S30 | . | T127 | 0 | 0
DK_CA_Kbh | . | S30 | . | T128 | 0 | 0
DK_CA_Kbh | . | S30 | . | T129 | 0 | 0
DK_CA_Kbh | . | S30 | . | T130 | 0 | 0
DK_CA_Kbh | . | S30 | . | T131 | 0.03 | 1.2774
DK_CA_Kbh | . | S30 | . | T132 | 0.03 | 1.2774
DK_CA_Kbh | . | S30 | . | T133 | 0.03 | 1.2774
DK_CA_Kbh | . | S30 | . | T134 | 0.03 | 1.2774
DK_CA_Kbh | . | S30 | . | T135 | 0.03 | 1.2774
DK_CA_Kbh | . | S30 | . | T136 | 0.03 | 1.2774
DK_CA_Kbh | . | S30 | . | T137 | 0.03 | 1.2774
DK_CA_Kbh | . | S30 | . | T138 | 0.03 | 1.2774
DK_CA_Kbh | . | S30 | . | T139 | 0.03 | 1.2774
DK_CA_Kbh | . | S30 | . | T140 | 0.03 | 1.2774
DK_CA_Kbh | . | S30 | . | T141 | 0 | 0
DK_CA_Kbh | . | S30 | . | T142 | 0 | 0
DK_CA_Kbh | . | S30 | . | T143 | 0 | 0
DK_CA_Kbh | . | S30 | . | T144 | 0 | 0
DK_CA_Kbh | . | S30 | . | T145 | 0 | 0
DK_CA_Kbh | . | S30 | . | T146 | 0 | 0
DK_CA_Kbh | . | S30 | . | T147 | 0 | 0
DK_CA_Kbh | . | S30 | . | T148 | 0 | 0
DK_CA_Kbh | . | S30 | . | T149 | 0 | 0
DK_CA_Kbh | . | S30 | . | T150 | 0 | 0
DK_CA_Kbh | . | S30 | . | T151 | 0 | 0
DK_CA_Kbh | . | S30 | . | T152 | 0 | 0
DK_CA_Kbh | . | S30 | . | T153 | 0 | 0
DK_CA_Kbh | . | S30 | . | T154 | 0 | 0
DK_CA_Kbh | . | S30 | . | T155 | 0 | 0
DK_CA_Kbh | . | S30 | . | T156 | 0.06 | 2.5548
DK_CA_Kbh | . | S30 | . | T157 | 0.12 | 5.1097
DK_CA_Kbh | . | S30 | . | T158 | 0.03 | 1.2774
DK_CA_Kbh | . | S30 | . | T159 | 0 | 0
DK_CA_Kbh | . | S30 | . | T160 | 0 | 0
DK_CA_Kbh | . | S30 | . | T161 | 0 | 0
DK_CA_Kbh | . | S30 | . | T162 | 0 | 0
DK_CA_Kbh | . | S30 | . | T163 | 0.03 | 1.2774
DK_CA_Kbh | . | S30 | . | T164 | 0.03 | 1.2774
DK_CA_Kbh | . | S30 | . | T165 | 0.03 | 1.2774
DK_CA_Kbh | . | S30 | . | T166 | 0.03 | 1.2774
DK_CA_Kbh | . | S30 | . | T167 | 0.03 | 1.2774
DK_CA_Kbh | . | S30 | . | T168 | 0.03 | 1.2774
DK_CA_Kbh | . | S31 | . | T001 | 0.03 | 1.2774
DK_CA_Kbh | . | S31 | . | T002 | 0 | 0
DK_CA_Kbh | . | S31 | . | T003 | 0 | 0
DK_CA_Kbh | . | S31 | . | T004 | 0.03 | 1.2774
DK_CA_Kbh | . | S31 | . | T005 | 0.12 | 5.1097
DK_CA_Kbh | . | S31 | . | T006 | 0.19 | 8.0903
DK_CA_Kbh | . | S31 | . | T007 | 0.12 | 5.1097
DK_CA_Kbh | . | S31 | . | T008 | 0.03 | 1.2774
DK_CA_Kbh | . | S31 | . | T009 | 0 | 0
DK_CA_Kbh | . | S31 | . | T010 | 0.03 | 1.2774
DK_CA_Kbh | . | S31 | . | T011 | 0.06 | 2.5548
DK_CA_Kbh | . | S31 | . | T012 | 0.06 | 2.5548
DK_CA_Kbh | . | S31 | . | T013 | 0.06 | 2.5548
DK_CA_Kbh | . | S31 | . | T014 | 0.06 | 2.5548
DK_CA_Kbh | . | S31 | . | T015 | 0.06 | 2.5548
DK_CA_Kbh | . | S31 | . | T016 | 0.06 | 2.5548
DK_CA_Kbh | . | S31 | . | T017 | 0.12 | 5.1097
DK_CA_Kbh | . | S31 | . | T018 | 0.12 | 5.1097
DK_CA_Kbh | . | S31 | . | T019 | 0.12 | 5.1097
DK_CA_Kbh | . | S31 | . | T020 | 0.12 | 5.1097
DK_CA_Kbh | . | S31 | . | T021 | 0.19 | 8.0903
DK_CA_Kbh | . | S31 | . | T022 | 0.19 | 8.0903
DK_CA_Kbh | . | S31 | . | T023 | 0.3 | 12.7742
DK_CA_Kbh | . | S31 | . | T024 | 0.3 | 12.7742
DK_CA_Kbh | . | S31 | . | T025 | 0.3 | 12.7742
DK_CA_Kbh | . | S31 | . | T026 | 0.42 | 17.8839
DK_CA_Kbh | . | S31 | . | T027 | 0.42 | 17.8839
DK_CA_Kbh | . | S31 | . | T028 | 0.42 | 17.8839
DK_CA_Kbh | . | S31 | . | T029 | 0.42 | 17.8839
DK_CA_Kbh | . | S31 | . | T030 | 0.3 | 12.7742
DK_CA_Kbh | . | S31 | . | T031 | 0.3 | 12.7742
DK_CA_Kbh | . | S31 | . | T032 | 0.3 | 12.7742
DK_CA_Kbh | . | S31 | . | T033 | 0.3 | 12.7742
DK_CA_Kbh | . | S31 | . | T034 | 0.3 | 12.7742
DK_CA_Kbh | . | S31 | . | T035 | 0.3 | 12.7742
DK_CA_Kbh | . | S31 | . | T036 | 0.42 | 17.8839
DK_CA_Kbh | . | S31 | . | T037 | 0.42 | 17.8839
DK_CA_Kbh | . | S31 | . | T038 | 0.57 | 24.271
DK_CA_Kbh | . | S31 | . | T039 | 0.72 | 30.658
DK_CA_Kbh | . | S31 | . | T040 | 0.72 | 30.658
DK_CA_Kbh | . | S31 | . | T041 | 0.72 | 30.658
DK_CA_Kbh | . | S31 | . | T042 | 0.72 | 30.658
DK_CA_Kbh | . | S31 | . | T043 | 0.57 | 24.271
DK_CA_Kbh | . | S31 | . | T044 | 0.57 | 24.271
DK_CA_Kbh | . | S31 | . | T045 | 0.42 | 17.8839
DK_CA_Kbh | . | S31 | . | T046 | 0.42 | 17.8839
DK_CA_Kbh | . | S31 | . | T047 | 0.42 | 17.8839
DK_CA_Kbh | . | S31 | . | T048 | 0.3 | 12.7742
DK_CA_Kbh | . | S31 | . | T049 | 0.3 | 12.7742
DK_CA_Kbh | . | S31 | . | T050 | 0.3 | 12.7742
DK_CA_Kbh | . | S31 | . | T051 | 0.19 | 8.0903
DK_CA_Kbh | . | S31 | . | T052 | 0.19 | 8.0903
DK_CA_Kbh | . | S31 | . | T053 | 0.19 | 8.0903
DK_CA_Kbh | . | S31 | . | T054 | 0.12 | 5.1097
DK_CA_Kbh | . | S31 | . | T055 | 0.12 | 5.1097
DK_CA_Kbh | . | S31 | . | T056 | 0.12 | 5.1097
DK_CA_Kbh | . | S31 | . | T057 | 0.12 | 5.1097
DK_CA_Kbh | . | S31 | . | T058 | 0.19 | 8.0903
DK_CA_Kbh | . | S31 | . | T059 | 0.06 | 2.5548
DK_CA_Kbh | . | S31 | . | T060 | 0.06 | 2.5548
DK_CA_Kbh | . | S31 | . | T061 | 0.12 | 5.1097
DK_CA_Kbh | . | S31 | . | T062 | 0.12 | 5.1097
DK_CA_Kbh | . | S31 | . | T063 | 0.12 | 5.1097
DK_CA_Kbh | . | S31 | . | T064 | 0.12 | 5.1097
DK_CA_Kbh | . | S31 | . | T065 | 0.12 | 5.1097
DK_CA_Kbh | . | S31 | . | T066 | 0.12 | 5.1097
DK_CA_Kbh | . | S31 | . | T067 | 0.12 | 5.1097
DK_CA_Kbh | . | S31 | . | T068 | 0.06 | 2.5548
DK_CA_Kbh | . | S31 | . | T069 | 0.12 | 5.1097
DK_CA_Kbh | . | S31 | . | T070 | 0.19 | 8.0903
DK_CA_Kbh | . | S31 | . | T071 | 0.19 | 8.0903
DK_CA_Kbh | . | S31 | . | T072 | 0.3 | 12.7742
DK_CA_Kbh | . | S31 | . | T073 | 0.3 | 12.7742
DK_CA_Kbh | . | S31 | . | T074 | 0.3 | 12.7742
DK_CA_Kbh | . | S31 | . | T075 | 0.42 | 17.8839
DK_CA_Kbh | . | S31 | . | T076 | 0.3 | 12.7742
DK_CA_Kbh | . | S31 | . | T077 | 0.3 | 12.7742
DK_CA_Kbh | . | S31 | . | T078 | 0.19 | 8.0903
DK_CA_Kbh | . | S31 | . | T079 | 0.19 | 8.0903
DK_CA_Kbh | . | S31 | . | T080 | 0.3 | 12.7742
DK_CA_Kbh | . | S31 | . | T081 | 0.3 | 12.7742
DK_CA_Kbh | . | S31 | . | T082 | 0.3 | 12.7742
DK_CA_Kbh | . | S31 | . | T083 | 0.3 | 12.7742
DK_CA_Kbh | . | S31 | . | T084 | 0.42 | 17.8839
DK_CA_Kbh | . | S31 | . | T085 | 0.42 | 17.8839
DK_CA_Kbh | . | S31 | . | T086 | 0.3 | 12.7742
DK_CA_Kbh | . | S31 | . | T087 | 0.3 | 12.7742
DK_CA_Kbh | . | S31 | . | T088 | 0.3 | 12.7742
DK_CA_Kbh | . | S31 | . | T089 | 0.3 | 12.7742
DK_CA_Kbh | . | S31 | . | T090 | 0.3 | 12.7742
DK_CA_Kbh | . | S31 | . | T091 | 0.3 | 12.7742
DK_CA_Kbh | . | S31 | . | T092 | 0.19 | 8.0903
DK_CA_Kbh | . | S31 | . | T093 | 0.19 | 8.0903
DK_CA_Kbh | . | S31 | . | T094 | 0.19 | 8.0903
DK_CA_Kbh | . | S31 | . | T095 | 0.19 | 8.0903
DK_CA_Kbh | . | S31 | . | T096 | 0.19 | 8.0903
DK_CA_Kbh | . | S31 | . | T097 | 0.19 | 8.0903
DK_CA_Kbh | . | S31 | . | T098 | 0.19 | 8.0903
DK_CA_Kbh | . | S31 | . | T099 | 0.19 | 8.0903
DK_CA_Kbh | . | S31 | . | T100 | 0.19 | 8.0903
DK_CA_Kbh | . | S31 | . | T101 | 0.12 | 5.1097
DK_CA_Kbh | . | S31 | . | T102 | 0.12 | 5.1097
DK_CA_Kbh | . | S31 | . | T103 | 0.03 | 1.2774
DK_CA_Kbh | . | S31 | . | T104 | 0.03 | 1.2774
DK_CA_Kbh | . | S31 | . | T105 | 0.03 | 1.2774
DK_CA_Kbh | . | S31 | . | T106 | 0.03 | 1.2774
DK_CA_Kbh | . | S31 | . | T107 | 0 | 0
DK_CA_Kbh | . | S31 | . | T108 | 0 | 0
DK_CA_Kbh | . | S31 | . | T109 | 0 | 0
DK_CA_Kbh | . | S31 | . | T110 | 0 | 0
DK_CA_Kbh | . | S31 | . | T111 | 0 | 0
DK_CA_Kbh | . | S31 | . | T112 | 0 | 0
DK_CA_Kbh | . | S31 | . | T113 | 0.03 | 1.2774
DK_CA_Kbh | . | S31 | . | T114 | 0.06 | 2.5548
DK_CA_Kbh | . | S31 | . | T115 | 0.06 | 2.5548
DK_CA_Kbh | . | S31 | . | T116 | 0.12 | 5.1097
DK_CA_Kbh | . | S31 | . | T117 | 0.19 | 8.0903
DK_CA_Kbh | . | S31 | . | T118 | 0.3 | 12.7742
DK_CA_Kbh | . | S31 | . | T119 | 0.3 | 12.7742
DK_CA_Kbh | . | S31 | . | T120 | 0.42 | 17.8839
DK_CA_Kbh | . | S31 | . | T121 | 0.42 | 17.8839
DK_CA_Kbh | . | S31 | . | T122 | 0.42 | 17.8839
DK_CA_Kbh | . | S31 | . | T123 | 0.57 | 24.271
DK_CA_Kbh | . | S31 | . | T124 | 0.57 | 24.271
DK_CA_Kbh | . | S31 | . | T125 | 0.72 | 30.658
DK_CA_Kbh | . | S31 | . | T126 | 0.85 | 36.1935
DK_CA_Kbh | . | S31 | . | T127 | 0.85 | 36.1935
DK_CA_Kbh | . | S31 | . | T128 | 0.95 | 40.4516
DK_CA_Kbh | . | S31 | . | T129 | 0.95 | 40.4516
DK_CA_Kbh | . | S31 | . | T130 | 0.95 | 40.4516
DK_CA_Kbh | . | S31 | . | T131 | 0.72 | 30.658
DK_CA_Kbh | . | S31 | . | T132 | 0.72 | 30.658
DK_CA_Kbh | . | S31 | . | T133 | 0.57 | 24.271
DK_CA_Kbh | . | S31 | . | T134 | 0.42 | 17.8839
DK_CA_Kbh | . | S31 | . | T135 | 0.42 | 17.8839
DK_CA_Kbh | . | S31 | . | T136 | 0.42 | 17.8839
DK_CA_Kbh | . | S31 | . | T137 | 0.57 | 24.271
DK_CA_Kbh | . | S31 | . | T138 | 0.57 | 24.271
DK_CA_Kbh | . | S31 | . | T139 | 0.57 | 24.271
DK_CA_Kbh | . | S31 | . | T140 | 0.72 | 30.658
DK_CA_Kbh | . | S31 | . | T141 | 0.72 | 30.658
DK_CA_Kbh | . | S31 | . | T142 | 0.57 | 24.271
DK_CA_Kbh | . | S31 | . | T143 | 0.57 | 24.271
DK_CA_Kbh | . | S31 | . | T144 | 0.57 | 24.271
DK_CA_Kbh | . | S31 | . | T145 | 0.57 | 24.271
DK_CA_Kbh | . | S31 | . | T146 | 0.42 | 17.8839
DK_CA_Kbh | . | S31 | . | T147 | 0.3 | 12.7742
DK_CA_Kbh | . | S31 | . | T148 | 0.3 | 12.7742
DK_CA_Kbh | . | S31 | . | T149 | 0.3 | 12.7742
DK_CA_Kbh | . | S31 | . | T150 | 0.19 | 8.0903
DK_CA_Kbh | . | S31 | . | T151 | 0.12 | 5.1097
DK_CA_Kbh | . | S31 | . | T152 | 0.12 | 5.1097
DK_CA_Kbh | . | S31 | . | T153 | 0.12 | 5.1097
DK_CA_Kbh | . | S31 | . | T154 | 0.12 | 5.1097
DK_CA_Kbh | . | S31 | . | T155 | 0.19 | 8.0903
DK_CA_Kbh | . | S31 | . | T156 | 0.3 | 12.7742
DK_CA_Kbh | . | S31 | . | T157 | 0.3 | 12.7742
DK_CA_Kbh | . | S31 | . | T158 | 0.42 | 17.8839
DK_CA_Kbh | . | S31 | . | T159 | 0.57 | 24.271
DK_CA_Kbh | . | S31 | . | T160 | 0.57 | 24.271
DK_CA_Kbh | . | S31 | . | T161 | 0.42 | 17.8839
DK_CA_Kbh | . | S31 | . | T162 | 0.42 | 17.8839
DK_CA_Kbh | . | S31 | . | T163 | 0.3 | 12.7742
DK_CA_Kbh | . | S31 | . | T164 | 0.42 | 17.8839
DK_CA_Kbh | . | S31 | . | T165 | 0.42 | 17.8839
DK_CA_Kbh | . | S31 | . | T166 | 0.3 | 12.7742
DK_CA_Kbh | . | S31 | . | T167 | 0.19 | 8.0903
DK_CA_Kbh | . | S31 | . | T168 | 0.19 | 8.0903
DK_CA_Kbh | . | S32 | . | T001 | 0.19 | 8.0903
DK_CA_Kbh | . | S32 | . | T002 | 0.19 | 8.0903
DK_CA_Kbh | . | S32 | . | T003 | 0.19 | 8.0903
DK_CA_Kbh | . | S32 | . | T004 | 0.19 | 8.0903
DK_CA_Kbh | . | S32 | . | T005 | 0.19 | 8.0903
DK_CA_Kbh | . | S32 | . | T006 | 0.19 | 8.0903
DK_CA_Kbh | . | S32 | . | T007 | 0.06 | 2.5548
DK_CA_Kbh | . | S32 | . | T008 | 0.12 | 5.1097
DK_CA_Kbh | . | S32 | . | T009 | 0.12 | 5.1097
DK_CA_Kbh | . | S32 | . | T010 | 0.12 | 5.1097
DK_CA_Kbh | . | S32 | . | T011 | 0.12 | 5.1097
DK_CA_Kbh | . | S32 | . | T012 | 0.19 | 8.0903
DK_CA_Kbh | . | S32 | . | T013 | 0.19 | 8.0903
DK_CA_Kbh | . | S32 | . | T014 | 0.19 | 8.0903
DK_CA_Kbh | . | S32 | . | T015 | 0.19 | 8.0903
DK_CA_Kbh | . | S32 | . | T016 | 0.3 | 12.7742
DK_CA_Kbh | . | S32 | . | T017 | 0.3 | 12.7742
DK_CA_Kbh | . | S32 | . | T018 | 0.3 | 12.7742
DK_CA_Kbh | . | S32 | . | T019 | 0.3 | 12.7742
DK_CA_Kbh | . | S32 | . | T020 | 0.57 | 24.271
DK_CA_Kbh | . | S32 | . | T021 | 0.85 | 36.1935
DK_CA_Kbh | . | S32 | . | T022 | 0.85 | 36.1935
DK_CA_Kbh | . | S32 | . | T023 | 0.72 | 30.658
DK_CA_Kbh | . | S32 | . | T024 | 0.57 | 24.271
DK_CA_Kbh | . | S32 | . | T025 | 0.42 | 17.8839
DK_CA_Kbh | . | S32 | . | T026 | 0.42 | 17.8839
DK_CA_Kbh | . | S32 | . | T027 | 0.42 | 17.8839
DK_CA_Kbh | . | S32 | . | T028 | 0.42 | 17.8839
DK_CA_Kbh | . | S32 | . | T029 | 0.42 | 17.8839
DK_CA_Kbh | . | S32 | . | T030 | 0.42 | 17.8839
DK_CA_Kbh | . | S32 | . | T031 | 0.42 | 17.8839
DK_CA_Kbh | . | S32 | . | T032 | 0.3 | 12.7742
DK_CA_Kbh | . | S32 | . | T033 | 0.3 | 12.7742
DK_CA_Kbh | . | S32 | . | T034 | 0.3 | 12.7742
DK_CA_Kbh | . | S32 | . | T035 | 0.3 | 12.7742
DK_CA_Kbh | . | S32 | . | T036 | 0.3 | 12.7742
DK_CA_Kbh | . | S32 | . | T037 | 0.19 | 8.0903
DK_CA_Kbh | . | S32 | . | T038 | 0.3 | 12.7742
DK_CA_Kbh | . | S32 | . | T039 | 0.42 | 17.8839
DK_CA_Kbh | . | S32 | . | T040 | 0.42 | 17.8839
DK_CA_Kbh | . | S32 | . | T041 | 0.42 | 17.8839
DK_CA_Kbh | . | S32 | . | T042 | 0.3 | 12.7742
DK_CA_Kbh | . | S32 | . | T043 | 0.3 | 12.7742
DK_CA_Kbh | . | S32 | . | T044 | 0.3 | 12.7742
DK_CA_Kbh | . | S32 | . | T045 | 0.19 | 8.0903
DK_CA_Kbh | . | S32 | . | T046 | 0.19 | 8.0903
DK_CA_Kbh | . | S32 | . | T047 | 0.12 | 5.1097
DK_CA_Kbh | . | S32 | . | T048 | 0 | 0
DK_CA_Kbh | . | S32 | . | T049 | 0 | 0
DK_CA_Kbh | . | S32 | . | T050 | 0 | 0
DK_CA_Kbh | . | S32 | . | T051 | 0.12 | 5.1097
DK_CA_Kbh | . | S32 | . | T052 | 0.12 | 5.1097
DK_CA_Kbh | . | S32 | . | T053 | 0.12 | 5.1097
DK_CA_Kbh | . | S32 | . | T054 | 0.03 | 1.2774
DK_CA_Kbh | . | S32 | . | T055 | 0.03 | 1.2774
DK_CA_Kbh | . | S32 | . | T056 | 0.12 | 5.1097
DK_CA_Kbh | . | S32 | . | T057 | 0.12 | 5.1097
DK_CA_Kbh | . | S32 | . | T058 | 0.19 | 8.0903
DK_CA_Kbh | . | S32 | . | T059 | 0.19 | 8.0903
DK_CA_Kbh | . | S32 | . | T060 | 0.19 | 8.0903
DK_CA_Kbh | . | S32 | . | T061 | 0.19 | 8.0903
DK_CA_Kbh | . | S32 | . | T062 | 0.12 | 5.1097
DK_CA_Kbh | . | S32 | . | T063 | 0.12 | 5.1097
DK_CA_Kbh | . | S32 | . | T064 | 0.12 | 5.1097
DK_CA_Kbh | . | S32 | . | T065 | 0.06 | 2.5548
DK_CA_Kbh | . | S32 | . | T066 | 0.06 | 2.5548
DK_CA_Kbh | . | S32 | . | T067 | 0.06 | 2.5548
DK_CA_Kbh | . | S32 | . | T068 | 0.06 | 2.5548
DK_CA_Kbh | . | S32 | . | T069 | 0.03 | 1.2774
DK_CA_Kbh | . | S32 | . | T070 | 0 | 0
DK_CA_Kbh | . | S32 | . | T071 | 0 | 0
DK_CA_Kbh | . | S32 | . | T072 | 0 | 0
DK_CA_Kbh | . | S32 | . | T073 | 0.03 | 1.2774
DK_CA_Kbh | . | S32 | . | T074 | 0.12 | 5.1097
DK_CA_Kbh | . | S32 | . | T075 | 0.3 | 12.7742
DK_CA_Kbh | . | S32 | . | T076 | 0.57 | 24.271
DK_CA_Kbh | . | S32 | . | T077 | 0.72 | 30.658
DK_CA_Kbh | . | S32 | . | T078 | 0.72 | 30.658
DK_CA_Kbh | . | S32 | . | T079 | 0.57 | 24.271
DK_CA_Kbh | . | S32 | . | T080 | 0.57 | 24.271
DK_CA_Kbh | . | S32 | . | T081 | 0.85 | 36.1935
DK_CA_Kbh | . | S32 | . | T082 | 0.95 | 40.4516
DK_CA_Kbh | . | S32 | . | T083 | 0.85 | 36.1935
DK_CA_Kbh | . | S32 | . | T084 | 0.85 | 36.1935
DK_CA_Kbh | . | S32 | . | T085 | 0.85 | 36.1935
DK_CA_Kbh | . | S32 | . | T086 | 0.85 | 36.1935
DK_CA_Kbh | . | S32 | . | T087 | 0.85 | 36.1935
DK_CA_Kbh | . | S32 | . | T088 | 0.85 | 36.1935
DK_CA_Kbh | . | S32 | . | T089 | 0.72 | 30.658
DK_CA_Kbh | . | S32 | . | T090 | 0.72 | 30.658
DK_CA_Kbh | . | S32 | . | T091 | 0.57 | 24.271
DK_CA_Kbh | . | S32 | . | T092 | 0.57 | 24.271
DK_CA_Kbh | . | S32 | . | T093 | 0.57 | 24.271
DK_CA_Kbh | . | S32 | . | T094 | 0.72 | 30.658
DK_CA_Kbh | . | S32 | . | T095 | 0.72 | 30.658
DK_CA_Kbh | . | S32 | . | T096 | 0.85 | 36.1935
DK_CA_Kbh | . | S32 | . | T097 | 0.85 | 36.1935
DK_CA_Kbh | . | S32 | . | T098 | 0.95 | 40.4516
DK_CA_Kbh | . | S32 | . | T099 | 0.95 | 40.4516
DK_CA_Kbh | . | S32 | . | T100 | 0.99 | 42.1548
DK_CA_Kbh | . | S32 | . | T101 | 1 | 42.5806
DK_CA_Kbh | . | S32 | . | T102 | 1 | 42.5806
DK_CA_Kbh | . | S32 | . | T103 | 1 | 42.5806
DK_CA_Kbh | . | S32 | . | T104 | 1 | 42.5806
DK_CA_Kbh | . | S32 | . | T105 | 0.99 | 42.1548
DK_CA_Kbh | . | S32 | . | T106 | 0.99 | 42.1548
DK_CA_Kbh | . | S32 | . | T107 | 0.99 | 42.1548
DK_CA_Kbh | . | S32 | . | T108 | 0.95 | 40.4516
DK_CA_Kbh | . | S32 | . | T109 | 0.95 | 40.4516
DK_CA_Kbh | . | S32 | . | T110 | 0.85 | 36.1935
DK_CA_Kbh | . | S32 | . | T111 | 0.85 | 36.1935
DK_CA_Kbh | . | S32 | . | T112 | 0.85 | 36.1935
DK_CA_Kbh | . | S32 | . | T113 | 0.72 | 30.658
DK_CA_Kbh | . | S32 | . | T114 | 0.57 | 24.271
DK_CA_Kbh | . | S32 | . | T115 | 0.57 | 24.271
DK_CA_Kbh | . | S32 | . | T116 | 0.42 | 17.8839
DK_CA_Kbh | . | S32 | . | T117 | 0.42 | 17.8839
DK_CA_Kbh | . | S32 | . | T118 | 0.42 | 17.8839
DK_CA_Kbh | . | S32 | . | T119 | 0.42 | 17.8839
DK_CA_Kbh | . | S32 | . | T120 | 0.42 | 17.8839
DK_CA_Kbh | . | S32 | . | T121 | 0.42 | 17.8839
DK_CA_Kbh | . | S32 | . | T122 | 0.42 | 17.8839
DK_CA_Kbh | . | S32 | . | T123 | 0.42 | 17.8839
DK_CA_Kbh | . | S32 | . | T124 | 0.42 | 17.8839
DK_CA_Kbh | . | S32 | . | T125 | 0.42 | 17.8839
DK_CA_Kbh | . | S32 | . | T126 | 0.3 | 12.7742
DK_CA_Kbh | . | S32 | . | T127 | 0.19 | 8.0903
DK_CA_Kbh | . | S32 | . | T128 | 0.3 | 12.7742
DK_CA_Kbh | . | S32 | . | T129 | 0.19 | 8.0903
DK_CA_Kbh | . | S32 | . | T130 | 0.19 | 8.0903
DK_CA_Kbh | . | S32 | . | T131 | 0.12 | 5.1097
DK_CA_Kbh | . | S32 | . | T132 | 0.19 | 8.0903
DK_CA_Kbh | . | S32 | . | T133 | 0.19 | 8.0903
DK_CA_Kbh | . | S32 | . | T134 | 0.3 | 12.7742
DK_CA_Kbh | . | S32 | . | T135 | 0.3 | 12.7742
DK_CA_Kbh | . | S32 | . | T136 | 0.3 | 12.7742
DK_CA_Kbh | . | S32 | . | T137 | 0.42 | 17.8839
DK_CA_Kbh | . | S32 | . | T138 | 0.42 | 17.8839
DK_CA_Kbh | . | S32 | . | T139 | 0.42 | 17.8839
DK_CA_Kbh | . | S32 | . | T140 | 0.42 | 17.8839
DK_CA_Kbh | . | S32 | . | T141 | 0.57 | 24.271
DK_CA_Kbh | . | S32 | . | T142 | 0.57 | 24.271
DK_CA_Kbh | . | S32 | . | T143 | 0.57 | 24.271
DK_CA_Kbh | . | S32 | . | T144 | 0.57 | 24.271
DK_CA_Kbh | . | S32 | . | T145 | 0.57 | 24.271
DK_CA_Kbh | . | S32 | . | T146 | 0.57 | 24.271
DK_CA_Kbh | . | S32 | . | T147 | 0.57 | 24.271
DK_CA_Kbh | . | S32 | . | T148 | 0.57 | 24.271
DK_CA_Kbh | . | S32 | . | T149 | 0.57 | 24.271
DK_CA_Kbh | . | S32 | . | T150 | 0.72 | 30.658
DK_CA_Kbh | . | S32 | . | T151 | 0.72 | 30.658
DK_CA_Kbh | . | S32 | . | T152 | 0.72 | 30.658
DK_CA_Kbh | . | S32 | . | T153 | 0.72 | 30.658
DK_CA_Kbh | . | S32 | . | T154 | 0.72 | 30.658
DK_CA_Kbh | . | S32 | . | T155 | 0.72 | 30.658
DK_CA_Kbh | . | S32 | . | T156 | 0.72 | 30.658
DK_CA_Kbh | . | S32 | . | T157 | 0.57 | 24.271
DK_CA_Kbh | . | S32 | . | T158 | 0.57 | 24.271
DK_CA_Kbh | . | S32 | . | T159 | 0.72 | 30.658
DK_CA_Kbh | . | S32 | . | T160 | 0.57 | 24.271
DK_CA_Kbh | . | S32 | . | T161 | 0.57 | 24.271
DK_CA_Kbh | . | S32 | . | T162 | 0.42 | 17.8839
DK_CA_Kbh | . | S32 | . | T163 | 0.3 | 12.7742
DK_CA_Kbh | . | S32 | . | T164 | 0.3 | 12.7742
DK_CA_Kbh | . | S32 | . | T165 | 0.3 | 12.7742
DK_CA_Kbh | . | S32 | . | T166 | 0.3 | 12.7742
DK_CA_Kbh | . | S32 | . | T167 | 0.3 | 12.7742
DK_CA_Kbh | . | S32 | . | T168 | 0.3 | 12.7742
DK_CA_Kbh | . | S33 | . | T001 | 0.3 | 12.7742
DK_CA_Kbh | . | S33 | . | T002 | 0.3 | 12.7742
DK_CA_Kbh | . | S33 | . | T003 | 0.3 | 12.7742
DK_CA_Kbh | . | S33 | . | T004 | 0.42 | 17.8839
DK_CA_Kbh | . | S33 | . | T005 | 0.57 | 24.271
DK_CA_Kbh | . | S33 | . | T006 | 0.72 | 30.658
DK_CA_Kbh | . | S33 | . | T007 | 0.85 | 36.1935
DK_CA_Kbh | . | S33 | . | T008 | 0.85 | 36.1935
DK_CA_Kbh | . | S33 | . | T009 | 0.85 | 36.1935
DK_CA_Kbh | . | S33 | . | T010 | 0.85 | 36.1935
DK_CA_Kbh | . | S33 | . | T011 | 0.85 | 36.1935
DK_CA_Kbh | . | S33 | . | T012 | 0.85 | 36.1935
DK_CA_Kbh | . | S33 | . | T013 | 0.85 | 36.1935
DK_CA_Kbh | . | S33 | . | T014 | 0.95 | 40.4516
DK_CA_Kbh | . | S33 | . | T015 | 0.95 | 40.4516
DK_CA_Kbh | . | S33 | . | T016 | 0.95 | 40.4516
DK_CA_Kbh | . | S33 | . | T017 | 0.95 | 40.4516
DK_CA_Kbh | . | S33 | . | T018 | 0.85 | 36.1935
DK_CA_Kbh | . | S33 | . | T019 | 0.85 | 36.1935
DK_CA_Kbh | . | S33 | . | T020 | 0.72 | 30.658
DK_CA_Kbh | . | S33 | . | T021 | 0.57 | 24.271
DK_CA_Kbh | . | S33 | . | T022 | 0.42 | 17.8839
DK_CA_Kbh | . | S33 | . | T023 | 0.42 | 17.8839
DK_CA_Kbh | . | S33 | . | T024 | 0.42 | 17.8839
DK_CA_Kbh | . | S33 | . | T025 | 0.3 | 12.7742
DK_CA_Kbh | . | S33 | . | T026 | 0.3 | 12.7742
DK_CA_Kbh | . | S33 | . | T027 | 0.3 | 12.7742
DK_CA_Kbh | . | S33 | . | T028 | 0.3 | 12.7742
DK_CA_Kbh | . | S33 | . | T029 | 0.19 | 8.0903
DK_CA_Kbh | . | S33 | . | T030 | 0.19 | 8.0903
DK_CA_Kbh | . | S33 | . | T031 | 0.19 | 8.0903
DK_CA_Kbh | . | S33 | . | T032 | 0.12 | 5.1097
DK_CA_Kbh | . | S33 | . | T033 | 0.12 | 5.1097
DK_CA_Kbh | . | S33 | . | T034 | 0.06 | 2.5548
DK_CA_Kbh | . | S33 | . | T035 | 0.06 | 2.5548
DK_CA_Kbh | . | S33 | . | T036 | 0.06 | 2.5548
DK_CA_Kbh | . | S33 | . | T037 | 0.06 | 2.5548
DK_CA_Kbh | . | S33 | . | T038 | 0.06 | 2.5548
DK_CA_Kbh | . | S33 | . | T039 | 0.06 | 2.5548
DK_CA_Kbh | . | S33 | . | T040 | 0.06 | 2.5548
DK_CA_Kbh | . | S33 | . | T041 | 0.12 | 5.1097
DK_CA_Kbh | . | S33 | . | T042 | 0.19 | 8.0903
DK_CA_Kbh | . | S33 | . | T043 | 0.3 | 12.7742
DK_CA_Kbh | . | S33 | . | T044 | 0.3 | 12.7742
DK_CA_Kbh | . | S33 | . | T045 | 0.42 | 17.8839
DK_CA_Kbh | . | S33 | . | T046 | 0.3 | 12.7742
DK_CA_Kbh | . | S33 | . | T047 | 0.3 | 12.7742
DK_CA_Kbh | . | S33 | . | T048 | 0.3 | 12.7742
DK_CA_Kbh | . | S33 | . | T049 | 0.3 | 12.7742
DK_CA_Kbh | . | S33 | . | T050 | 0.3 | 12.7742
DK_CA_Kbh | . | S33 | . | T051 | 0.3 | 12.7742
DK_CA_Kbh | . | S33 | . | T052 | 0.3 | 12.7742
DK_CA_Kbh | . | S33 | . | T053 | 0.3 | 12.7742
DK_CA_Kbh | . | S33 | . | T054 | 0.19 | 8.0903
DK_CA_Kbh | . | S33 | . | T055 | 0.19 | 8.0903
DK_CA_Kbh | . | S33 | . | T056 | 0.3 | 12.7742
DK_CA_Kbh | . | S33 | . | T057 | 0.19 | 8.0903
DK_CA_Kbh | . | S33 | . | T058 | 0.19 | 8.0903
DK_CA_Kbh | . | S33 | . | T059 | 0.19 | 8.0903
DK_CA_Kbh | . | S33 | . | T060 | 0.19 | 8.0903
DK_CA_Kbh | . | S33 | . | T061 | 0.19 | 8.0903
DK_CA_Kbh | . | S33 | . | T062 | 0.12 | 5.1097
DK_CA_Kbh | . | S33 | . | T063 | 0.19 | 8.0903
DK_CA_Kbh | . | S33 | . | T064 | 0.19 | 8.0903
DK_CA_Kbh | . | S33 | . | T065 | 0.19 | 8.0903
DK_CA_Kbh | . | S33 | . | T066 | 0.19 | 8.0903
DK_CA_Kbh | . | S33 | . | T067 | 0.19 | 8.0903
DK_CA_Kbh | . | S33 | . | T068 | 0.19 | 8.0903
DK_CA_Kbh | . | S33 | . | T069 | 0.19 | 8.0903
DK_CA_Kbh | . | S33 | . | T070 | 0.19 | 8.0903
DK_CA_Kbh | . | S33 | . | T071 | 0.12 | 5.1097
DK_CA_Kbh | . | S33 | . | T072 | 0.06 | 2.5548
DK_CA_Kbh | . | S33 | . | T073 | 0.03 | 1.2774
DK_CA_Kbh | . | S33 | . | T074 | 0.03 | 1.2774
DK_CA_Kbh | . | S33 | . | T075 | 0.03 | 1.2774
DK_CA_Kbh | . | S33 | . | T076 | 0.03 | 1.2774
DK_CA_Kbh | . | S33 | . | T077 | 0.03 | 1.2774
DK_CA_Kbh | . | S33 | . | T078 | 0.03 | 1.2774
DK_CA_Kbh | . | S33 | . | T079 | 0.06 | 2.5548
DK_CA_Kbh | . | S33 | . | T080 | 0.03 | 1.2774
DK_CA_Kbh | . | S33 | . | T081 | 0.03 | 1.2774
DK_CA_Kbh | . | S33 | . | T082 | 0.06 | 2.5548
DK_CA_Kbh | . | S33 | . | T083 | 0.06 | 2.5548
DK_CA_Kbh | . | S33 | . | T084 | 0.06 | 2.5548
DK_CA_Kbh | . | S33 | . | T085 | 0.12 | 5.1097
DK_CA_Kbh | . | S33 | . | T086 | 0.19 | 8.0903
DK_CA_Kbh | . | S33 | . | T087 | 0.19 | 8.0903
DK_CA_Kbh | . | S33 | . | T088 | 0.19 | 8.0903
DK_CA_Kbh | . | S33 | . | T089 | 0.12 | 5.1097
DK_CA_Kbh | . | S33 | . | T090 | 0.12 | 5.1097
DK_CA_Kbh | . | S33 | . | T091 | 0.12 | 5.1097
DK_CA_Kbh | . | S33 | . | T092 | 0.19 | 8.0903
DK_CA_Kbh | . | S33 | . | T093 | 0.19 | 8.0903
DK_CA_Kbh | . | S33 | . | T094 | 0.19 | 8.0903
DK_CA_Kbh | . | S33 | . | T095 | 0.19 | 8.0903
DK_CA_Kbh | . | S33 | . | T096 | 0.42 | 17.8839
DK_CA_Kbh | . | S33 | . | T097 | 0.3 | 12.7742
DK_CA_Kbh | . | S33 | . | T098 | 0.3 | 12.7742
DK_CA_Kbh | . | S33 | . | T099 | 0.19 | 8.0903
DK_CA_Kbh | . | S33 | . | T100 | 0.19 | 8.0903
DK_CA_Kbh | . | S33 | . | T101 | 0.19 | 8.0903
DK_CA_Kbh | . | S33 | . | T102 | 0.19 | 8.0903
DK_CA_Kbh | . | S33 | . | T103 | 0.19 | 8.0903
DK_CA_Kbh | . | S33 | . | T104 | 0.19 | 8.0903
DK_CA_Kbh | . | S33 | . | T105 | 0.19 | 8.0903
DK_CA_Kbh | . | S33 | . | T106 | 0.12 | 5.1097
DK_CA_Kbh | . | S33 | . | T107 | 0.12 | 5.1097
DK_CA_Kbh | . | S33 | . | T108 | 0.19 | 8.0903
DK_CA_Kbh | . | S33 | . | T109 | 0.3 | 12.7742
DK_CA_Kbh | . | S33 | . | T110 | 0.3 | 12.7742
DK_CA_Kbh | . | S33 | . | T111 | 0.42 | 17.8839
DK_CA_Kbh | . | S33 | . | T112 | 0.3 | 12.7742
DK_CA_Kbh | . | S33 | . | T113 | 0.12 | 5.1097
DK_CA_Kbh | . | S33 | . | T114 | 0.3 | 12.7742
DK_CA_Kbh | . | S33 | . | T115 | 0.42 | 17.8839
DK_CA_Kbh | . | S33 | . | T116 | 0.42 | 17.8839
DK_CA_Kbh | . | S33 | . | T117 | 0.42 | 17.8839
DK_CA_Kbh | . | S33 | . | T118 | 0.42 | 17.8839
DK_CA_Kbh | . | S33 | . | T119 | 0.42 | 17.8839
DK_CA_Kbh | . | S33 | . | T120 | 0.42 | 17.8839
DK_CA_Kbh | . | S33 | . | T121 | 0.3 | 12.7742
DK_CA_Kbh | . | S33 | . | T122 | 0.3 | 12.7742
DK_CA_Kbh | . | S33 | . | T123 | 0.3 | 12.7742
DK_CA_Kbh | . | S33 | . | T124 | 0.19 | 8.0903
DK_CA_Kbh | . | S33 | . | T125 | 0.19 | 8.0903
DK_CA_Kbh | . | S33 | . | T126 | 0.19 | 8.0903
DK_CA_Kbh | . | S33 | . | T127 | 0.06 | 2.5548
DK_CA_Kbh | . | S33 | . | T128 | 0.12 | 5.1097
DK_CA_Kbh | . | S33 | . | T129 | 0.12 | 5.1097
DK_CA_Kbh | . | S33 | . | T130 | 0.12 | 5.1097
DK_CA_Kbh | . | S33 | . | T131 | 0.12 | 5.1097
DK_CA_Kbh | . | S33 | . | T132 | 0.19 | 8.0903
DK_CA_Kbh | . | S33 | . | T133 | 0.19 | 8.0903
DK_CA_Kbh | . | S33 | . | T134 | 0.19 | 8.0903
DK_CA_Kbh | . | S33 | . | T135 | 0.3 | 12.7742
DK_CA_Kbh | . | S33 | . | T136 | 0.3 | 12.7742
DK_CA_Kbh | . | S33 | . | T137 | 0.19 | 8.0903
DK_CA_Kbh | . | S33 | . | T138 | 0.12 | 5.1097
DK_CA_Kbh | . | S33 | . | T139 | 0.06 | 2.5548
DK_CA_Kbh | . | S33 | . | T140 | 0.06 | 2.5548
DK_CA_Kbh | . | S33 | . | T141 | 0.12 | 5.1097
DK_CA_Kbh | . | S33 | . | T142 | 0.12 | 5.1097
DK_CA_Kbh | . | S33 | . | T143 | 0.12 | 5.1097
DK_CA_Kbh | . | S33 | . | T144 | 0.12 | 5.1097
DK_CA_Kbh | . | S33 | . | T145 | 0.12 | 5.1097
DK_CA_Kbh | . | S33 | . | T146 | 0.06 | 2.5548
DK_CA_Kbh | . | S33 | . | T147 | 0.03 | 1.2774
DK_CA_Kbh | . | S33 | . | T148 | 0 | 0
DK_CA_Kbh | . | S33 | . | T149 | 0 | 0
DK_CA_Kbh | . | S33 | . | T150 | 0 | 0
DK_CA_Kbh | . | S33 | . | T151 | 0 | 0
DK_CA_Kbh | . | S33 | . | T152 | 0 | 0
DK_CA_Kbh | . | S33 | . | T153 | 0 | 0
DK_CA_Kbh | . | S33 | . | T154 | 0 | 0
DK_CA_Kbh | . | S33 | . | T155 | 0 | 0
DK_CA_Kbh | . | S33 | . | T156 | 0 | 0
DK_CA_Kbh | . | S33 | . | T157 | 0 | 0
DK_CA_Kbh | . | S33 | . | T158 | 0.03 | 1.2774
DK_CA_Kbh | . | S33 | . | T159 | 0.03 | 1.2774
DK_CA_Kbh | . | S33 | . | T160 | 0.03 | 1.2774
DK_CA_Kbh | . | S33 | . | T161 | 0.03 | 1.2774
DK_CA_Kbh | . | S33 | . | T162 | 0.03 | 1.2774
DK_CA_Kbh | . | S33 | . | T163 | 0.06 | 2.5548
DK_CA_Kbh | . | S33 | . | T164 | 0.12 | 5.1097
DK_CA_Kbh | . | S33 | . | T165 | 0.12 | 5.1097
DK_CA_Kbh | . | S33 | . | T166 | 0.12 | 5.1097
DK_CA_Kbh | . | S33 | . | T167 | 0.12 | 5.1097
DK_CA_Kbh | . | S33 | . | T168 | 0.19 | 8.0903
DK_CA_Kbh | . | S34 | . | T001 | 0.3 | 12.7742
DK_CA_Kbh | . | S34 | . | T002 | 0.3 | 12.7742
DK_CA_Kbh | . | S34 | . | T003 | 0.3 | 12.7742
DK_CA_Kbh | . | S34 | . | T004 | 0.3 | 12.7742
DK_CA_Kbh | . | S34 | . | T005 | 0.3 | 12.7742
DK_CA_Kbh | . | S34 | . | T006 | 0.3 | 12.7742
DK_CA_Kbh | . | S34 | . | T007 | 0.3 | 12.7742
DK_CA_Kbh | . | S34 | . | T008 | 0.3 | 12.7742
DK_CA_Kbh | . | S34 | . | T009 | 0.3 | 12.7742
DK_CA_Kbh | . | S34 | . | T010 | 0.3 | 12.7742
DK_CA_Kbh | . | S34 | . | T011 | 0.42 | 17.8839
DK_CA_Kbh | . | S34 | . | T012 | 0.42 | 17.8839
DK_CA_Kbh | . | S34 | . | T013 | 0.42 | 17.8839
DK_CA_Kbh | . | S34 | . | T014 | 0.42 | 17.8839
DK_CA_Kbh | . | S34 | . | T015 | 0.57 | 24.271
DK_CA_Kbh | . | S34 | . | T016 | 0.42 | 17.8839
DK_CA_Kbh | . | S34 | . | T017 | 0.42 | 17.8839
DK_CA_Kbh | . | S34 | . | T018 | 0.3 | 12.7742
DK_CA_Kbh | . | S34 | . | T019 | 0.19 | 8.0903
DK_CA_Kbh | . | S34 | . | T020 | 0.12 | 5.1097
DK_CA_Kbh | . | S34 | . | T021 | 0.06 | 2.5548
DK_CA_Kbh | . | S34 | . | T022 | 0.06 | 2.5548
DK_CA_Kbh | . | S34 | . | T023 | 0.03 | 1.2774
DK_CA_Kbh | . | S34 | . | T024 | 0.06 | 2.5548
DK_CA_Kbh | . | S34 | . | T025 | 0.06 | 2.5548
DK_CA_Kbh | . | S34 | . | T026 | 0 | 0
DK_CA_Kbh | . | S34 | . | T027 | 0 | 0
DK_CA_Kbh | . | S34 | . | T028 | 0 | 0
DK_CA_Kbh | . | S34 | . | T029 | 0 | 0
DK_CA_Kbh | . | S34 | . | T030 | 0.06 | 2.5548
DK_CA_Kbh | . | S34 | . | T031 | 0.12 | 5.1097
DK_CA_Kbh | . | S34 | . | T032 | 0.06 | 2.5548
DK_CA_Kbh | . | S34 | . | T033 | 0.03 | 1.2774
DK_CA_Kbh | . | S34 | . | T034 | 0 | 0
DK_CA_Kbh | . | S34 | . | T035 | 0 | 0
DK_CA_Kbh | . | S34 | . | T036 | 0.03 | 1.2774
DK_CA_Kbh | . | S34 | . | T037 | 0.06 | 2.5548
DK_CA_Kbh | . | S34 | . | T038 | 0.12 | 5.1097
DK_CA_Kbh | . | S34 | . | T039 | 0.12 | 5.1097
DK_CA_Kbh | . | S34 | . | T040 | 0.12 | 5.1097
DK_CA_Kbh | . | S34 | . | T041 | 0.12 | 5.1097
DK_CA_Kbh | . | S34 | . | T042 | 0.06 | 2.5548
DK_CA_Kbh | . | S34 | . | T043 | 0.06 | 2.5548
DK_CA_Kbh | . | S34 | . | T044 | 0.06 | 2.5548
DK_CA_Kbh | . | S34 | . | T045 | 0.12 | 5.1097
DK_CA_Kbh | . | S34 | . | T046 | 0.12 | 5.1097
DK_CA_Kbh | . | S34 | . | T047 | 0.19 | 8.0903
DK_CA_Kbh | . | S34 | . | T048 | 0.12 | 5.1097
DK_CA_Kbh | . | S34 | . | T049 | 0.12 | 5.1097
DK_CA_Kbh | . | S34 | . | T050 | 0.12 | 5.1097
DK_CA_Kbh | . | S34 | . | T051 | 0.12 | 5.1097
DK_CA_Kbh | . | S34 | . | T052 | 0.12 | 5.1097
DK_CA_Kbh | . | S34 | . | T053 | 0.12 | 5.1097
DK_CA_Kbh | . | S34 | . | T054 | 0.03 | 1.2774
DK_CA_Kbh | . | S34 | . | T055 | 0 | 0
DK_CA_Kbh | . | S34 | . | T056 | 0.03 | 1.2774
DK_CA_Kbh | . | S34 | . | T057 | 0 | 0
DK_CA_Kbh | . | S34 | . | T058 | 0 | 0
DK_CA_Kbh | . | S34 | . | T059 | 0 | 0
DK_CA_Kbh | . | S34 | . | T060 | 0 | 0
DK_CA_Kbh | . | S34 | . | T061 | 0 | 0
DK_CA_Kbh | . | S34 | . | T062 | 0 | 0
DK_CA_Kbh | . | S34 | . | T063 | 0 | 0
DK_CA_Kbh | . | S34 | . | T064 | 0 | 0
DK_CA_Kbh | . | S34 | . | T065 | 0 | 0
DK_CA_Kbh | . | S34 | . | T066 | 0 | 0
DK_CA_Kbh | . | S34 | . | T067 | 0.03 | 1.2774
DK_CA_Kbh | . | S34 | . | T068 | 0.03 | 1.2774
DK_CA_Kbh | . | S34 | . | T069 | 0.03 | 1.2774
DK_CA_Kbh | . | S34 | . | T070 | 0.03 | 1.2774
DK_CA_Kbh | . | S34 | . | T071 | 0 | 0
DK_CA_Kbh | . | S34 | . | T072 | 0 | 0
DK_CA_Kbh | . | S34 | . | T073 | 0 | 0
DK_CA_Kbh | . | S34 | . | T074 | 0 | 0
DK_CA_Kbh | . | S34 | . | T075 | 0 | 0
DK_CA_Kbh | . | S34 | . | T076 | 0 | 0
DK_CA_Kbh | . | S34 | . | T077 | 0 | 0
DK_CA_Kbh | . | S34 | . | T078 | 0.03 | 1.2774
DK_CA_Kbh | . | S34 | . | T079 | 0.06 | 2.5548
DK_CA_Kbh | . | S34 | . | T080 | 0.06 | 2.5548
DK_CA_Kbh | . | S34 | . | T081 | 0.03 | 1.2774
DK_CA_Kbh | . | S34 | . | T082 | 0 | 0
DK_CA_Kbh | . | S34 | . | T083 | 0 | 0
DK_CA_Kbh | . | S34 | . | T084 | 0 | 0
DK_CA_Kbh | . | S34 | . | T085 | 0 | 0
DK_CA_Kbh | . | S34 | . | T086 | 0 | 0
DK_CA_Kbh | . | S34 | . | T087 | 0 | 0
DK_CA_Kbh | . | S34 | . | T088 | 0.03 | 1.2774
DK_CA_Kbh | . | S34 | . | T089 | 0.06 | 2.5548
DK_CA_Kbh | . | S34 | . | T090 | 0.12 | 5.1097
DK_CA_Kbh | . | S34 | . | T091 | 0.12 | 5.1097
DK_CA_Kbh | . | S34 | . | T092 | 0.12 | 5.1097
DK_CA_Kbh | . | S34 | . | T093 | 0.12 | 5.1097
DK_CA_Kbh | . | S34 | . | T094 | 0.12 | 5.1097
DK_CA_Kbh | . | S34 | . | T095 | 0.12 | 5.1097
DK_CA_Kbh | . | S34 | . | T096 | 0.12 | 5.1097
DK_CA_Kbh | . | S34 | . | T097 | 0.12 | 5.1097
DK_CA_Kbh | . | S34 | . | T098 | 0.06 | 2.5548
DK_CA_Kbh | . | S34 | . | T099 | 0.06 | 2.5548
DK_CA_Kbh | . | S34 | . | T100 | 0.06 | 2.5548
DK_CA_Kbh | . | S34 | . | T101 | 0.03 | 1.2774
DK_CA_Kbh | . | S34 | . | T102 | 0.03 | 1.2774
DK_CA_Kbh | . | S34 | . | T103 | 0 | 0
DK_CA_Kbh | . | S34 | . | T104 | 0.06 | 2.5548
DK_CA_Kbh | . | S34 | . | T105 | 0.06 | 2.5548
DK_CA_Kbh | . | S34 | . | T106 | 0.06 | 2.5548
DK_CA_Kbh | . | S34 | . | T107 | 0.06 | 2.5548
DK_CA_Kbh | . | S34 | . | T108 | 0.06 | 2.5548
DK_CA_Kbh | . | S34 | . | T109 | 0.12 | 5.1097
DK_CA_Kbh | . | S34 | . | T110 | 0.12 | 5.1097
DK_CA_Kbh | . | S34 | . | T111 | 0.19 | 8.0903
DK_CA_Kbh | . | S34 | . | T112 | 0.19 | 8.0903
DK_CA_Kbh | . | S34 | . | T113 | 0.19 | 8.0903
DK_CA_Kbh | . | S34 | . | T114 | 0.19 | 8.0903
DK_CA_Kbh | . | S34 | . | T115 | 0.19 | 8.0903
DK_CA_Kbh | . | S34 | . | T116 | 0.3 | 12.7742
DK_CA_Kbh | . | S34 | . | T117 | 0.3 | 12.7742
DK_CA_Kbh | . | S34 | . | T118 | 0.3 | 12.7742
DK_CA_Kbh | . | S34 | . | T119 | 0.3 | 12.7742
DK_CA_Kbh | . | S34 | . | T120 | 0.3 | 12.7742
DK_CA_Kbh | . | S34 | . | T121 | 0.19 | 8.0903
DK_CA_Kbh | . | S34 | . | T122 | 0.19 | 8.0903
DK_CA_Kbh | . | S34 | . | T123 | 0.19 | 8.0903
DK_CA_Kbh | . | S34 | . | T124 | 0.19 | 8.0903
DK_CA_Kbh | . | S34 | . | T125 | 0.3 | 12.7742
DK_CA_Kbh | . | S34 | . | T126 | 0.42 | 17.8839
DK_CA_Kbh | . | S34 | . | T127 | 0.3 | 12.7742
DK_CA_Kbh | . | S34 | . | T128 | 0.3 | 12.7742
DK_CA_Kbh | . | S34 | . | T129 | 0.19 | 8.0903
DK_CA_Kbh | . | S34 | . | T130 | 0.19 | 8.0903
DK_CA_Kbh | . | S34 | . | T131 | 0.19 | 8.0903
DK_CA_Kbh | . | S34 | . | T132 | 0.19 | 8.0903
DK_CA_Kbh | . | S34 | . | T133 | 0.12 | 5.1097
DK_CA_Kbh | . | S34 | . | T134 | 0.12 | 5.1097
DK_CA_Kbh | . | S34 | . | T135 | 0.06 | 2.5548
DK_CA_Kbh | . | S34 | . | T136 | 0.06 | 2.5548
DK_CA_Kbh | . | S34 | . | T137 | 0.06 | 2.5548
DK_CA_Kbh | . | S34 | . | T138 | 0.06 | 2.5548
DK_CA_Kbh | . | S34 | . | T139 | 0.12 | 5.1097
DK_CA_Kbh | . | S34 | . | T140 | 0.12 | 5.1097
DK_CA_Kbh | . | S34 | . | T141 | 0.12 | 5.1097
DK_CA_Kbh | . | S34 | . | T142 | 0.06 | 2.5548
DK_CA_Kbh | . | S34 | . | T143 | 0.06 | 2.5548
DK_CA_Kbh | . | S34 | . | T144 | 0.03 | 1.2774
DK_CA_Kbh | . | S34 | . | T145 | 0.03 | 1.2774
DK_CA_Kbh | . | S34 | . | T146 | 0 | 0
DK_CA_Kbh | . | S34 | . | T147 | 0 | 0
DK_CA_Kbh | . | S34 | . | T148 | 0 | 0
DK_CA_Kbh | . | S34 | . | T149 | 0 | 0
DK_CA_Kbh | . | S34 | . | T150 | 0 | 0
DK_CA_Kbh | . | S34 | . | T151 | 0 | 0
DK_CA_Kbh | . | S34 | . | T152 | 0.06 | 2.5548
DK_CA_Kbh | . | S34 | . | T153 | 0.03 | 1.2774
DK_CA_Kbh | . | S34 | . | T154 | 0 | 0
DK_CA_Kbh | . | S34 | . | T155 | 0 | 0
DK_CA_Kbh | . | S34 | . | T156 | 0 | 0
DK_CA_Kbh | . | S34 | . | T157 | 0 | 0
DK_CA_Kbh | . | S34 | . | T158 | 0 | 0
DK_CA_Kbh | . | S34 | . | T159 | 0 | 0
DK_CA_Kbh | . | S34 | . | T160 | 0 | 0
DK_CA_Kbh | . | S34 | . | T161 | 0 | 0
DK_CA_Kbh | . | S34 | . | T162 | 0.03 | 1.2774
DK_CA_Kbh | . | S34 | . | T163 | 0.06 | 2.5548
DK_CA_Kbh | . | S34 | . | T164 | 0.12 | 5.1097
DK_CA_Kbh | . | S34 | . | T165 | 0.12 | 5.1097
DK_CA_Kbh | . | S34 | . | T166 | 0.19 | 8.0903
DK_CA_Kbh | . | S34 | . | T167 | 0.19 | 8.0903
DK_CA_Kbh | . | S34 | . | T168 | 0.19 | 8.0903
DK_CA_Kbh | . | S35 | . | T001 | 0.19 | 8.0903
DK_CA_Kbh | . | S35 | . | T002 | 0.19 | 8.0903
DK_CA_Kbh | . | S35 | . | T003 | 0.19 | 8.0903
DK_CA_Kbh | . | S35 | . | T004 | 0.12 | 5.1097
DK_CA_Kbh | . | S35 | . | T005 | 0.12 | 5.1097
DK_CA_Kbh | . | S35 | . | T006 | 0.12 | 5.1097
DK_CA_Kbh | . | S35 | . | T007 | 0.12 | 5.1097
DK_CA_Kbh | . | S35 | . | T008 | 0.12 | 5.1097
DK_CA_Kbh | . | S35 | . | T009 | 0.12 | 5.1097
DK_CA_Kbh | . | S35 | . | T010 | 0.12 | 5.1097
DK_CA_Kbh | . | S35 | . | T011 | 0.19 | 8.0903
DK_CA_Kbh | . | S35 | . | T012 | 0.3 | 12.7742
DK_CA_Kbh | . | S35 | . | T013 | 0.3 | 12.7742
DK_CA_Kbh | . | S35 | . | T014 | 0.42 | 17.8839
DK_CA_Kbh | . | S35 | . | T015 | 0.57 | 24.271
DK_CA_Kbh | . | S35 | . | T016 | 0.57 | 24.271
DK_CA_Kbh | . | S35 | . | T017 | 0.57 | 24.271
DK_CA_Kbh | . | S35 | . | T018 | 0.57 | 24.271
DK_CA_Kbh | . | S35 | . | T019 | 0.57 | 24.271
DK_CA_Kbh | . | S35 | . | T020 | 0.3 | 12.7742
DK_CA_Kbh | . | S35 | . | T021 | 0.12 | 5.1097
DK_CA_Kbh | . | S35 | . | T022 | 0.06 | 2.5548
DK_CA_Kbh | . | S35 | . | T023 | 0.19 | 8.0903
DK_CA_Kbh | . | S35 | . | T024 | 0.12 | 5.1097
DK_CA_Kbh | . | S35 | . | T025 | 0.12 | 5.1097
DK_CA_Kbh | . | S35 | . | T026 | 0.06 | 2.5548
DK_CA_Kbh | . | S35 | . | T027 | 0.03 | 1.2774
DK_CA_Kbh | . | S35 | . | T028 | 0.19 | 8.0903
DK_CA_Kbh | . | S35 | . | T029 | 0.19 | 8.0903
DK_CA_Kbh | . | S35 | . | T030 | 0.12 | 5.1097
DK_CA_Kbh | . | S35 | . | T031 | 0.06 | 2.5548
DK_CA_Kbh | . | S35 | . | T032 | 0.42 | 17.8839
DK_CA_Kbh | . | S35 | . | T033 | 0.57 | 24.271
DK_CA_Kbh | . | S35 | . | T034 | 0.57 | 24.271
DK_CA_Kbh | . | S35 | . | T035 | 0.72 | 30.658
DK_CA_Kbh | . | S35 | . | T036 | 0.85 | 36.1935
DK_CA_Kbh | . | S35 | . | T037 | 0.85 | 36.1935
DK_CA_Kbh | . | S35 | . | T038 | 0.95 | 40.4516
DK_CA_Kbh | . | S35 | . | T039 | 0.95 | 40.4516
DK_CA_Kbh | . | S35 | . | T040 | 0.85 | 36.1935
DK_CA_Kbh | . | S35 | . | T041 | 0.85 | 36.1935
DK_CA_Kbh | . | S35 | . | T042 | 0.85 | 36.1935
DK_CA_Kbh | . | S35 | . | T043 | 0.85 | 36.1935
DK_CA_Kbh | . | S35 | . | T044 | 0.95 | 40.4516
DK_CA_Kbh | . | S35 | . | T045 | 0.99 | 42.1548
DK_CA_Kbh | . | S35 | . | T046 | 0.99 | 42.1548
DK_CA_Kbh | . | S35 | . | T047 | 0.99 | 42.1548
DK_CA_Kbh | . | S35 | . | T048 | 0.99 | 42.1548
DK_CA_Kbh | . | S35 | . | T049 | 0.99 | 42.1548
DK_CA_Kbh | . | S35 | . | T050 | 0.99 | 42.1548
DK_CA_Kbh | . | S35 | . | T051 | 0.99 | 42.1548
DK_CA_Kbh | . | S35 | . | T052 | 0.95 | 40.4516
DK_CA_Kbh | . | S35 | . | T053 | 0.95 | 40.4516
DK_CA_Kbh | . | S35 | . | T054 | 0.95 | 40.4516
DK_CA_Kbh | . | S35 | . | T055 | 0.95 | 40.4516
DK_CA_Kbh | . | S35 | . | T056 | 0.99 | 42.1548
DK_CA_Kbh | . | S35 | . | T057 | 0.99 | 42.1548
DK_CA_Kbh | . | S35 | . | T058 | 1 | 42.5806
DK_CA_Kbh | . | S35 | . | T059 | 0.99 | 42.1548
DK_CA_Kbh | . | S35 | . | T060 | 0.99 | 42.1548
DK_CA_Kbh | . | S35 | . | T061 | 0.99 | 42.1548
DK_CA_Kbh | . | S35 | . | T062 | 0.99 | 42.1548
DK_CA_Kbh | . | S35 | . | T063 | 0.99 | 42.1548
DK_CA_Kbh | . | S35 | . | T064 | 0.95 | 40.4516
DK_CA_Kbh | . | S35 | . | T065 | 0.95 | 40.4516
DK_CA_Kbh | . | S35 | . | T066 | 0.85 | 36.1935
DK_CA_Kbh | . | S35 | . | T067 | 0.72 | 30.658
DK_CA_Kbh | . | S35 | . | T068 | 0.72 | 30.658
DK_CA_Kbh | . | S35 | . | T069 | 0.72 | 30.658
DK_CA_Kbh | . | S35 | . | T070 | 0.72 | 30.658
DK_CA_Kbh | . | S35 | . | T071 | 0.42 | 17.8839
DK_CA_Kbh | . | S35 | . | T072 | 0.3 | 12.7742
DK_CA_Kbh | . | S35 | . | T073 | 0.3 | 12.7742
DK_CA_Kbh | . | S35 | . | T074 | 0.3 | 12.7742
DK_CA_Kbh | . | S35 | . | T075 | 0.19 | 8.0903
DK_CA_Kbh | . | S35 | . | T076 | 0.19 | 8.0903
DK_CA_Kbh | . | S35 | . | T077 | 0.19 | 8.0903
DK_CA_Kbh | . | S35 | . | T078 | 0.19 | 8.0903
DK_CA_Kbh | . | S35 | . | T079 | 0.12 | 5.1097
DK_CA_Kbh | . | S35 | . | T080 | 0.06 | 2.5548
DK_CA_Kbh | . | S35 | . | T081 | 0.03 | 1.2774
DK_CA_Kbh | . | S35 | . | T082 | 0 | 0
DK_CA_Kbh | . | S35 | . | T083 | 0 | 0
DK_CA_Kbh | . | S35 | . | T084 | 0 | 0
DK_CA_Kbh | . | S35 | . | T085 | 0 | 0
DK_CA_Kbh | . | S35 | . | T086 | 0 | 0
DK_CA_Kbh | . | S35 | . | T087 | 0 | 0
DK_CA_Kbh | . | S35 | . | T088 | 0 | 0
DK_CA_Kbh | . | S35 | . | T089 | 0 | 0
DK_CA_Kbh | . | S35 | . | T090 | 0 | 0
DK_CA_Kbh | . | S35 | . | T091 | 0 | 0
DK_CA_Kbh | . | S35 | . | T092 | 0 | 0
DK_CA_Kbh | . | S35 | . | T093 | 0 | 0
DK_CA_Kbh | . | S35 | . | T094 | 0 | 0
DK_CA_Kbh | . | S35 | . | T095 | 0 | 0
DK_CA_Kbh | . | S35 | . | T096 | 0 | 0
DK_CA_Kbh | . | S35 | . | T097 | 0 | 0
DK_CA_Kbh | . | S35 | . | T098 | 0 | 0
DK_CA_Kbh | . | S35 | . | T099 | 0 | 0
DK_CA_Kbh | . | S35 | . | T100 | 0 | 0
DK_CA_Kbh | . | S35 | . | T101 | 0 | 0
DK_CA_Kbh | . | S35 | . | T102 | 0 | 0
DK_CA_Kbh | . | S35 | . | T103 | 0.03 | 1.2774
DK_CA_Kbh | . | S35 | . | T104 | 0.03 | 1.2774
DK_CA_Kbh | . | S35 | . | T105 | 0.03 | 1.2774
DK_CA_Kbh | . | S35 | . | T106 | 0 | 0
DK_CA_Kbh | . | S35 | . | T107 | 0.03 | 1.2774
DK_CA_Kbh | . | S35 | . | T108 | 0.06 | 2.5548
DK_CA_Kbh | . | S35 | . | T109 | 0.12 | 5.1097
DK_CA_Kbh | . | S35 | . | T110 | 0.12 | 5.1097
DK_CA_Kbh | . | S35 | . | T111 | 0.12 | 5.1097
DK_CA_Kbh | . | S35 | . | T112 | 0.12 | 5.1097
DK_CA_Kbh | . | S35 | . | T113 | 0.12 | 5.1097
DK_CA_Kbh | . | S35 | . | T114 | 0.12 | 5.1097
DK_CA_Kbh | . | S35 | . | T115 | 0.19 | 8.0903
DK_CA_Kbh | . | S35 | . | T116 | 0.19 | 8.0903
DK_CA_Kbh | . | S35 | . | T117 | 0.3 | 12.7742
DK_CA_Kbh | . | S35 | . | T118 | 0.3 | 12.7742
DK_CA_Kbh | . | S35 | . | T119 | 0.3 | 12.7742
DK_CA_Kbh | . | S35 | . | T120 | 0.3 | 12.7742
DK_CA_Kbh | . | S35 | . | T121 | 0.19 | 8.0903
DK_CA_Kbh | . | S35 | . | T122 | 0.19 | 8.0903
DK_CA_Kbh | . | S35 | . | T123 | 0.12 | 5.1097
DK_CA_Kbh | . | S35 | . | T124 | 0.12 | 5.1097
DK_CA_Kbh | . | S35 | . | T125 | 0.19 | 8.0903
DK_CA_Kbh | . | S35 | . | T126 | 0.19 | 8.0903
DK_CA_Kbh | . | S35 | . | T127 | 0.3 | 12.7742
DK_CA_Kbh | . | S35 | . | T128 | 0.19 | 8.0903
DK_CA_Kbh | . | S35 | . | T129 | 0.19 | 8.0903
DK_CA_Kbh | . | S35 | . | T130 | 0.19 | 8.0903
DK_CA_Kbh | . | S35 | . | T131 | 0.12 | 5.1097
DK_CA_Kbh | . | S35 | . | T132 | 0.12 | 5.1097
DK_CA_Kbh | . | S35 | . | T133 | 0.19 | 8.0903
DK_CA_Kbh | . | S35 | . | T134 | 0.19 | 8.0903
DK_CA_Kbh | . | S35 | . | T135 | 0.19 | 8.0903
DK_CA_Kbh | . | S35 | . | T136 | 0.19 | 8.0903
DK_CA_Kbh | . | S35 | . | T137 | 0.19 | 8.0903
DK_CA_Kbh | . | S35 | . | T138 | 0.19 | 8.0903
DK_CA_Kbh | . | S35 | . | T139 | 0.12 | 5.1097
DK_CA_Kbh | . | S35 | . | T140 | 0.06 | 2.5548
DK_CA_Kbh | . | S35 | . | T141 | 0.03 | 1.2774
DK_CA_Kbh | . | S35 | . | T142 | 0 | 0
DK_CA_Kbh | . | S35 | . | T143 | 0 | 0
DK_CA_Kbh | . | S35 | . | T144 | 0 | 0
DK_CA_Kbh | . | S35 | . | T145 | 0 | 0
DK_CA_Kbh | . | S35 | . | T146 | 0 | 0
DK_CA_Kbh | . | S35 | . | T147 | 0.03 | 1.2774
DK_CA_Kbh | . | S35 | . | T148 | 0.03 | 1.2774
DK_CA_Kbh | . | S35 | . | T149 | 0.03 | 1.2774
DK_CA_Kbh | . | S35 | . | T150 | 0 | 0
DK_CA_Kbh | . | S35 | . | T151 | 0 | 0
DK_CA_Kbh | . | S35 | . | T152 | 0 | 0
DK_CA_Kbh | . | S35 | . | T153 | 0 | 0
DK_CA_Kbh | . | S35 | . | T154 | 0 | 0
DK_CA_Kbh | . | S35 | . | T155 | 0 | 0
DK_CA_Kbh | . | S35 | . | T156 | 0.03 | 1.2774
DK_CA_Kbh | . | S35 | . | T157 | 0.06 | 2.5548
DK_CA_Kbh | . | S35 | . | T158 | 0.12 | 5.1097
DK_CA_Kbh | . | S35 | . | T159 | 0.19 | 8.0903
DK_CA_Kbh | . | S35 | . | T160 | 0.19 | 8.0903
DK_CA_Kbh | . | S35 | . | T161 | 0.42 | 17.8839
DK_CA_Kbh | . | S35 | . | T162 | 0.42 | 17.8839
DK_CA_Kbh | . | S35 | . | T163 | 0.42 | 17.8839
DK_CA_Kbh | . | S35 | . | T164 | 0.42 | 17.8839
DK_CA_Kbh | . | S35 | . | T165 | 0.42 | 17.8839
DK_CA_Kbh | . | S35 | . | T166 | 0.57 | 24.271
DK_CA_Kbh | . | S35 | . | T167 | 0.57 | 24.271
DK_CA_Kbh | . | S35 | . | T168 | 0.42 | 17.8839
DK_CA_Kbh | . | S36 | . | T001 | 0.42 | 17.8839
DK_CA_Kbh | . | S36 | . | T002 | 0.42 | 17.8839
DK_CA_Kbh | . | S36 | . | T003 | 0.57 | 24.271
DK_CA_Kbh | . | S36 | . | T004 | 0.42 | 17.8839
DK_CA_Kbh | . | S36 | . | T005 | 0.3 | 12.7742
DK_CA_Kbh | . | S36 | . | T006 | 0.3 | 12.7742
DK_CA_Kbh | . | S36 | . | T007 | 0.19 | 8.0903
DK_CA_Kbh | . | S36 | . | T008 | 0.12 | 5.1097
DK_CA_Kbh | . | S36 | . | T009 | 0.06 | 2.5548
DK_CA_Kbh | . | S36 | . | T010 | 0.06 | 2.5548
DK_CA_Kbh | . | S36 | . | T011 | 0.19 | 8.0903
DK_CA_Kbh | . | S36 | . | T012 | 0.3 | 12.7742
DK_CA_Kbh | . | S36 | . | T013 | 0.42 | 17.8839
DK_CA_Kbh | . | S36 | . | T014 | 0.57 | 24.271
DK_CA_Kbh | . | S36 | . | T015 | 0.72 | 30.658
DK_CA_Kbh | . | S36 | . | T016 | 0.72 | 30.658
DK_CA_Kbh | . | S36 | . | T017 | 0.85 | 36.1935
DK_CA_Kbh | . | S36 | . | T018 | 0.72 | 30.658
DK_CA_Kbh | . | S36 | . | T019 | 0.72 | 30.658
DK_CA_Kbh | . | S36 | . | T020 | 0.72 | 30.658
DK_CA_Kbh | . | S36 | . | T021 | 0.57 | 24.271
DK_CA_Kbh | . | S36 | . | T022 | 0.57 | 24.271
DK_CA_Kbh | . | S36 | . | T023 | 0.57 | 24.271
DK_CA_Kbh | . | S36 | . | T024 | 0.42 | 17.8839
DK_CA_Kbh | . | S36 | . | T025 | 0.42 | 17.8839
DK_CA_Kbh | . | S36 | . | T026 | 0.3 | 12.7742
DK_CA_Kbh | . | S36 | . | T027 | 0.3 | 12.7742
DK_CA_Kbh | . | S36 | . | T028 | 0.19 | 8.0903
DK_CA_Kbh | . | S36 | . | T029 | 0.19 | 8.0903
DK_CA_Kbh | . | S36 | . | T030 | 0.19 | 8.0903
DK_CA_Kbh | . | S36 | . | T031 | 0.19 | 8.0903
DK_CA_Kbh | . | S36 | . | T032 | 0.12 | 5.1097
DK_CA_Kbh | . | S36 | . | T033 | 0.12 | 5.1097
DK_CA_Kbh | . | S36 | . | T034 | 0.12 | 5.1097
DK_CA_Kbh | . | S36 | . | T035 | 0.12 | 5.1097
DK_CA_Kbh | . | S36 | . | T036 | 0.12 | 5.1097
DK_CA_Kbh | . | S36 | . | T037 | 0.12 | 5.1097
DK_CA_Kbh | . | S36 | . | T038 | 0.12 | 5.1097
DK_CA_Kbh | . | S36 | . | T039 | 0.12 | 5.1097
DK_CA_Kbh | . | S36 | . | T040 | 0.12 | 5.1097
DK_CA_Kbh | . | S36 | . | T041 | 0.06 | 2.5548
DK_CA_Kbh | . | S36 | . | T042 | 0.06 | 2.5548
DK_CA_Kbh | . | S36 | . | T043 | 0.06 | 2.5548
DK_CA_Kbh | . | S36 | . | T044 | 0.06 | 2.5548
DK_CA_Kbh | . | S36 | . | T045 | 0.06 | 2.5548
DK_CA_Kbh | . | S36 | . | T046 | 0.06 | 2.5548
DK_CA_Kbh | . | S36 | . | T047 | 0.03 | 1.2774
DK_CA_Kbh | . | S36 | . | T048 | 0.06 | 2.5548
DK_CA_Kbh | . | S36 | . | T049 | 0.06 | 2.5548
DK_CA_Kbh | . | S36 | . | T050 | 0.06 | 2.5548
DK_CA_Kbh | . | S36 | . | T051 | 0.06 | 2.5548
DK_CA_Kbh | . | S36 | . | T052 | 0.06 | 2.5548
DK_CA_Kbh | . | S36 | . | T053 | 0.03 | 1.2774
DK_CA_Kbh | . | S36 | . | T054 | 0.03 | 1.2774
DK_CA_Kbh | . | S36 | . | T055 | 0 | 0
DK_CA_Kbh | . | S36 | . | T056 | 0.03 | 1.2774
DK_CA_Kbh | . | S36 | . | T057 | 0 | 0
DK_CA_Kbh | . | S36 | . | T058 | 0.03 | 1.2774
DK_CA_Kbh | . | S36 | . | T059 | 0.03 | 1.2774
DK_CA_Kbh | . | S36 | . | T060 | 0.03 | 1.2774
DK_CA_Kbh | . | S36 | . | T061 | 0.03 | 1.2774
DK_CA_Kbh | . | S36 | . | T062 | 0.03 | 1.2774
DK_CA_Kbh | . | S36 | . | T063 | 0 | 0
DK_CA_Kbh | . | S36 | . | T064 | 0 | 0
DK_CA_Kbh | . | S36 | . | T065 | 0 | 0
DK_CA_Kbh | . | S36 | . | T066 | 0 | 0
DK_CA_Kbh | . | S36 | . | T067 | 0 | 0
DK_CA_Kbh | . | S36 | . | T068 | 0 | 0
DK_CA_Kbh | . | S36 | . | T069 | 0 | 0
DK_CA_Kbh | . | S36 | . | T070 | 0 | 0
DK_CA_Kbh | . | S36 | . | T071 | 0 | 0
DK_CA_Kbh | . | S36 | . | T072 | 0 | 0
DK_CA_Kbh | . | S36 | . | T073 | 0 | 0
DK_CA_Kbh | . | S36 | . | T074 | 0 | 0
DK_CA_Kbh | . | S36 | . | T075 | 0 | 0
DK_CA_Kbh | . | S36 | . | T076 | 0 | 0
DK_CA_Kbh | . | S36 | . | T077 | 0.03 | 1.2774
DK_CA_Kbh | . | S36 | . | T078 | 0.03 | 1.2774
DK_CA_Kbh | . | S36 | . | T079 | 0.03 | 1.2774
DK_CA_Kbh | . | S36 | . | T080 | 0.03 | 1.2774
DK_CA_Kbh | . | S36 | . | T081 | 0 | 0
DK_CA_Kbh | . | S36 | . | T082 | 0 | 0
DK_CA_Kbh | . | S36 | . | T083 | 0 | 0
DK_CA_Kbh | . | S36 | . | T084 | 0 | 0
DK_CA_Kbh | . | S36 | . | T085 | 0.03 | 1.2774
DK_CA_Kbh | . | S36 | . | T086 | 0.06 | 2.5548
DK_CA_Kbh | . | S36 | . | T087 | 0.06 | 2.5548
DK_CA_Kbh | . | S36 | . | T088 | 0.06 | 2.5548
DK_CA_Kbh | . | S36 | . | T089 | 0.03 | 1.2774
DK_CA_Kbh | . | S36 | . | T090 | 0.03 | 1.2774
DK_CA_Kbh | . | S36 | . | T091 | 0.03 | 1.2774
DK_CA_Kbh | . | S36 | . | T092 | 0.03 | 1.2774
DK_CA_Kbh | . | S36 | . | T093 | 0.06 | 2.5548
DK_CA_Kbh | . | S36 | . | T094 | 0.12 | 5.1097
DK_CA_Kbh | . | S36 | . | T095 | 0.12 | 5.1097
DK_CA_Kbh | . | S36 | . | T096 | 0.12 | 5.1097
DK_CA_Kbh | . | S36 | . | T097 | 0.19 | 8.0903
DK_CA_Kbh | . | S36 | . | T098 | 0.19 | 8.0903
DK_CA_Kbh | . | S36 | . | T099 | 0.12 | 5.1097
DK_CA_Kbh | . | S36 | . | T100 | 0.19 | 8.0903
DK_CA_Kbh | . | S36 | . | T101 | 0.19 | 8.0903
DK_CA_Kbh | . | S36 | . | T102 | 0.12 | 5.1097
DK_CA_Kbh | . | S36 | . | T103 | 0.19 | 8.0903
DK_CA_Kbh | . | S36 | . | T104 | 0.12 | 5.1097
DK_CA_Kbh | . | S36 | . | T105 | 0.06 | 2.5548
DK_CA_Kbh | . | S36 | . | T106 | 0.06 | 2.5548
DK_CA_Kbh | . | S36 | . | T107 | 0.12 | 5.1097
DK_CA_Kbh | . | S36 | . | T108 | 0.12 | 5.1097
DK_CA_Kbh | . | S36 | . | T109 | 0.12 | 5.1097
DK_CA_Kbh | . | S36 | . | T110 | 0.12 | 5.1097
DK_CA_Kbh | . | S36 | . | T111 | 0.12 | 5.1097
DK_CA_Kbh | . | S36 | . | T112 | 0.12 | 5.1097
DK_CA_Kbh | . | S36 | . | T113 | 0.12 | 5.1097
DK_CA_Kbh | . | S36 | . | T114 | 0.12 | 5.1097
DK_CA_Kbh | . | S36 | . | T115 | 0.19 | 8.0903
DK_CA_Kbh | . | S36 | . | T116 | 0.19 | 8.0903
DK_CA_Kbh | . | S36 | . | T117 | 0.19 | 8.0903
DK_CA_Kbh | . | S36 | . | T118 | 0.19 | 8.0903
DK_CA_Kbh | . | S36 | . | T119 | 0.19 | 8.0903
DK_CA_Kbh | . | S36 | . | T120 | 0.19 | 8.0903
DK_CA_Kbh | . | S36 | . | T121 | 0.19 | 8.0903
DK_CA_Kbh | . | S36 | . | T122 | 0.19 | 8.0903
DK_CA_Kbh | . | S36 | . | T123 | 0.3 | 12.7742
DK_CA_Kbh | . | S36 | . | T124 | 0.3 | 12.7742
DK_CA_Kbh | . | S36 | . | T125 | 0.42 | 17.8839
DK_CA_Kbh | . | S36 | . | T126 | 0.42 | 17.8839
DK_CA_Kbh | . | S36 | . | T127 | 0.42 | 17.8839
DK_CA_Kbh | . | S36 | . | T128 | 0.3 | 12.7742
DK_CA_Kbh | . | S36 | . | T129 | 0.3 | 12.7742
DK_CA_Kbh | . | S36 | . | T130 | 0.3 | 12.7742
DK_CA_Kbh | . | S36 | . | T131 | 0.3 | 12.7742
DK_CA_Kbh | . | S36 | . | T132 | 0.3 | 12.7742
DK_CA_Kbh | . | S36 | . | T133 | 0.3 | 12.7742
DK_CA_Kbh | . | S36 | . | T134 | 0.3 | 12.7742
DK_CA_Kbh | . | S36 | . | T135 | 0.3 | 12.7742
DK_CA_Kbh | . | S36 | . | T136 | 0.3 | 12.7742
DK_CA_Kbh | . | S36 | . | T137 | 0.3 | 12.7742
DK_CA_Kbh | . | S36 | . | T138 | 0.3 | 12.7742
DK_CA_Kbh | . | S36 | . | T139 | 0.3 | 12.7742
DK_CA_Kbh | . | S36 | . | T140 | 0.3 | 12.7742
DK_CA_Kbh | . | S36 | . | T141 | 0.19 | 8.0903
DK_CA_Kbh | . | S36 | . | T142 | 0.19 | 8.0903
DK_CA_Kbh | . | S36 | . | T143 | 0.19 | 8.0903
DK_CA_Kbh | . | S36 | . | T144 | 0.12 | 5.1097
DK_CA_Kbh | . | S36 | . | T145 | 0.03 | 1.2774
DK_CA_Kbh | . | S36 | . | T146 | 0 | 0
DK_CA_Kbh | . | S36 | . | T147 | 0 | 0
DK_CA_Kbh | . | S36 | . | T148 | 0 | 0
DK_CA_Kbh | . | S36 | . | T149 | 0.03 | 1.2774
DK_CA_Kbh | . | S36 | . | T150 | 0 | 0
DK_CA_Kbh | . | S36 | . | T151 | 0.03 | 1.2774
DK_CA_Kbh | . | S36 | . | T152 | 0.19 | 8.0903
DK_CA_Kbh | . | S36 | . | T153 | 0.57 | 24.271
DK_CA_Kbh | . | S36 | . | T154 | 0.72 | 30.658
DK_CA_Kbh | . | S36 | . | T155 | 0.72 | 30.658
DK_CA_Kbh | . | S36 | . | T156 | 0.72 | 30.658
DK_CA_Kbh | . | S36 | . | T157 | 0.85 | 36.1935
DK_CA_Kbh | . | S36 | . | T158 | 0.85 | 36.1935
DK_CA_Kbh | . | S36 | . | T159 | 0.95 | 40.4516
DK_CA_Kbh | . | S36 | . | T160 | 0.95 | 40.4516
DK_CA_Kbh | . | S36 | . | T161 | 0.95 | 40.4516
DK_CA_Kbh | . | S36 | . | T162 | 0.85 | 36.1935
DK_CA_Kbh | . | S36 | . | T163 | 0.85 | 36.1935
DK_CA_Kbh | . | S36 | . | T164 | 0.72 | 30.658
DK_CA_Kbh | . | S36 | . | T165 | 0.57 | 24.271
DK_CA_Kbh | . | S36 | . | T166 | 0.57 | 24.271
DK_CA_Kbh | . | S36 | . | T167 | 0.57 | 24.271
DK_CA_Kbh | . | S36 | . | T168 | 0.42 | 17.8839
DK_CA_Kbh | . | S37 | . | T001 | 0.57 | 24.271
DK_CA_Kbh | . | S37 | . | T002 | 0.85 | 36.1935
DK_CA_Kbh | . | S37 | . | T003 | 0.85 | 36.1935
DK_CA_Kbh | . | S37 | . | T004 | 0.19 | 8.0903
DK_CA_Kbh | . | S37 | . | T005 | 0.3 | 12.7742
DK_CA_Kbh | . | S37 | . | T006 | 0.42 | 17.8839
DK_CA_Kbh | . | S37 | . | T007 | 0.57 | 24.271
DK_CA_Kbh | . | S37 | . | T008 | 0.57 | 24.271
DK_CA_Kbh | . | S37 | . | T009 | 0.72 | 30.658
DK_CA_Kbh | . | S37 | . | T010 | 0.85 | 36.1935
DK_CA_Kbh | . | S37 | . | T011 | 0.95 | 40.4516
DK_CA_Kbh | . | S37 | . | T012 | 0.99 | 42.1548
DK_CA_Kbh | . | S37 | . | T013 | 0.95 | 40.4516
DK_CA_Kbh | . | S37 | . | T014 | 0.85 | 36.1935
DK_CA_Kbh | . | S37 | . | T015 | 0.85 | 36.1935
DK_CA_Kbh | . | S37 | . | T016 | 0.85 | 36.1935
DK_CA_Kbh | . | S37 | . | T017 | 0.85 | 36.1935
DK_CA_Kbh | . | S37 | . | T018 | 0.85 | 36.1935
DK_CA_Kbh | . | S37 | . | T019 | 0.85 | 36.1935
DK_CA_Kbh | . | S37 | . | T020 | 0.72 | 30.658
DK_CA_Kbh | . | S37 | . | T021 | 0.57 | 24.271
DK_CA_Kbh | . | S37 | . | T022 | 0.42 | 17.8839
DK_CA_Kbh | . | S37 | . | T023 | 0.42 | 17.8839
DK_CA_Kbh | . | S37 | . | T024 | 0.42 | 17.8839
DK_CA_Kbh | . | S37 | . | T025 | 0.57 | 24.271
DK_CA_Kbh | . | S37 | . | T026 | 0.57 | 24.271
DK_CA_Kbh | . | S37 | . | T027 | 0.57 | 24.271
DK_CA_Kbh | . | S37 | . | T028 | 0.57 | 24.271
DK_CA_Kbh | . | S37 | . | T029 | 0.42 | 17.8839
DK_CA_Kbh | . | S37 | . | T030 | 0.42 | 17.8839
DK_CA_Kbh | . | S37 | . | T031 | 0.3 | 12.7742
DK_CA_Kbh | . | S37 | . | T032 | 0.57 | 24.271
DK_CA_Kbh | . | S37 | . | T033 | 0.42 | 17.8839
DK_CA_Kbh | . | S37 | . | T034 | 0.42 | 17.8839
DK_CA_Kbh | . | S37 | . | T035 | 0.3 | 12.7742
DK_CA_Kbh | . | S37 | . | T036 | 0.3 | 12.7742
DK_CA_Kbh | . | S37 | . | T037 | 0.3 | 12.7742
DK_CA_Kbh | . | S37 | . | T038 | 0.19 | 8.0903
DK_CA_Kbh | . | S37 | . | T039 | 0.12 | 5.1097
DK_CA_Kbh | . | S37 | . | T040 | 0 | 0
DK_CA_Kbh | . | S37 | . | T041 | 0 | 0
DK_CA_Kbh | . | S37 | . | T042 | 0 | 0
DK_CA_Kbh | . | S37 | . | T043 | 0.03 | 1.2774
DK_CA_Kbh | . | S37 | . | T044 | 0.12 | 5.1097
DK_CA_Kbh | . | S37 | . | T045 | 0.03 | 1.2774
DK_CA_Kbh | . | S37 | . | T046 | 0.12 | 5.1097
DK_CA_Kbh | . | S37 | . | T047 | 0.12 | 5.1097
DK_CA_Kbh | . | S37 | . | T048 | 0.19 | 8.0903
DK_CA_Kbh | . | S37 | . | T049 | 0.19 | 8.0903
DK_CA_Kbh | . | S37 | . | T050 | 0.12 | 5.1097
DK_CA_Kbh | . | S37 | . | T051 | 0.19 | 8.0903
DK_CA_Kbh | . | S37 | . | T052 | 0.19 | 8.0903
DK_CA_Kbh | . | S37 | . | T053 | 0.19 | 8.0903
DK_CA_Kbh | . | S37 | . | T054 | 0.19 | 8.0903
DK_CA_Kbh | . | S37 | . | T055 | 0.19 | 8.0903
DK_CA_Kbh | . | S37 | . | T056 | 0.19 | 8.0903
DK_CA_Kbh | . | S37 | . | T057 | 0.19 | 8.0903
DK_CA_Kbh | . | S37 | . | T058 | 0.19 | 8.0903
DK_CA_Kbh | . | S37 | . | T059 | 0.3 | 12.7742
DK_CA_Kbh | . | S37 | . | T060 | 0.3 | 12.7742
DK_CA_Kbh | . | S37 | . | T061 | 0.19 | 8.0903
DK_CA_Kbh | . | S37 | . | T062 | 0.12 | 5.1097
DK_CA_Kbh | . | S37 | . | T063 | 0.12 | 5.1097
DK_CA_Kbh | . | S37 | . | T064 | 0.12 | 5.1097
DK_CA_Kbh | . | S37 | . | T065 | 0.12 | 5.1097
DK_CA_Kbh | . | S37 | . | T066 | 0.12 | 5.1097
DK_CA_Kbh | . | S37 | . | T067 | 0.06 | 2.5548
DK_CA_Kbh | . | S37 | . | T068 | 0.12 | 5.1097
DK_CA_Kbh | . | S37 | . | T069 | 0.19 | 8.0903
DK_CA_Kbh | . | S37 | . | T070 | 0.19 | 8.0903
DK_CA_Kbh | . | S37 | . | T071 | 0.12 | 5.1097
DK_CA_Kbh | . | S37 | . | T072 | 0.12 | 5.1097
DK_CA_Kbh | . | S37 | . | T073 | 0.06 | 2.5548
DK_CA_Kbh | . | S37 | . | T074 | 0.12 | 5.1097
DK_CA_Kbh | . | S37 | . | T075 | 0.12 | 5.1097
DK_CA_Kbh | . | S37 | . | T076 | 0.19 | 8.0903
DK_CA_Kbh | . | S37 | . | T077 | 0.3 | 12.7742
DK_CA_Kbh | . | S37 | . | T078 | 0.3 | 12.7742
DK_CA_Kbh | . | S37 | . | T079 | 0.3 | 12.7742
DK_CA_Kbh | . | S37 | . | T080 | 0.06 | 2.5548
DK_CA_Kbh | . | S37 | . | T081 | 0.06 | 2.5548
DK_CA_Kbh | . | S37 | . | T082 | 0.06 | 2.5548
DK_CA_Kbh | . | S37 | . | T083 | 0.12 | 5.1097
DK_CA_Kbh | . | S37 | . | T084 | 0.19 | 8.0903
DK_CA_Kbh | . | S37 | . | T085 | 0.3 | 12.7742
DK_CA_Kbh | . | S37 | . | T086 | 0.19 | 8.0903
DK_CA_Kbh | . | S37 | . | T087 | 0.19 | 8.0903
DK_CA_Kbh | . | S37 | . | T088 | 0.12 | 5.1097
DK_CA_Kbh | . | S37 | . | T089 | 0.12 | 5.1097
DK_CA_Kbh | . | S37 | . | T090 | 0.12 | 5.1097
DK_CA_Kbh | . | S37 | . | T091 | 0.19 | 8.0903
DK_CA_Kbh | . | S37 | . | T092 | 0.19 | 8.0903
DK_CA_Kbh | . | S37 | . | T093 | 0.19 | 8.0903
DK_CA_Kbh | . | S37 | . | T094 | 0.12 | 5.1097
DK_CA_Kbh | . | S37 | . | T095 | 0.12 | 5.1097
DK_CA_Kbh | . | S37 | . | T096 | 0.12 | 5.1097
DK_CA_Kbh | . | S37 | . | T097 | 0.12 | 5.1097
DK_CA_Kbh | . | S37 | . | T098 | 0.12 | 5.1097
DK_CA_Kbh | . | S37 | . | T099 | 0.12 | 5.1097
DK_CA_Kbh | . | S37 | . | T100 | 0.19 | 8.0903
DK_CA_Kbh | . | S37 | . | T101 | 0.19 | 8.0903
DK_CA_Kbh | . | S37 | . | T102 | 0.19 | 8.0903
DK_CA_Kbh | . | S37 | . | T103 | 0.19 | 8.0903
DK_CA_Kbh | . | S37 | . | T104 | 0.19 | 8.0903
DK_CA_Kbh | . | S37 | . | T105 | 0.12 | 5.1097
DK_CA_Kbh | . | S37 | . | T106 | 0.12 | 5.1097
DK_CA_Kbh | . | S37 | . | T107 | 0.19 | 8.0903
DK_CA_Kbh | . | S37 | . | T108 | 0.19 | 8.0903
DK_CA_Kbh | . | S37 | . | T109 | 0.19 | 8.0903
DK_CA_Kbh | . | S37 | . | T110 | 0.19 | 8.0903
DK_CA_Kbh | . | S37 | . | T111 | 0.19 | 8.0903
DK_CA_Kbh | . | S37 | . | T112 | 0.19 | 8.0903
DK_CA_Kbh | . | S37 | . | T113 | 0.3 | 12.7742
DK_CA_Kbh | . | S37 | . | T114 | 0.3 | 12.7742
DK_CA_Kbh | . | S37 | . | T115 | 0.42 | 17.8839
DK_CA_Kbh | . | S37 | . | T116 | 0.42 | 17.8839
DK_CA_Kbh | . | S37 | . | T117 | 0.42 | 17.8839
DK_CA_Kbh | . | S37 | . | T118 | 0.42 | 17.8839
DK_CA_Kbh | . | S37 | . | T119 | 0.42 | 17.8839
DK_CA_Kbh | . | S37 | . | T120 | 0.42 | 17.8839
DK_CA_Kbh | . | S37 | . | T121 | 0.42 | 17.8839
DK_CA_Kbh | . | S37 | . | T122 | 0.3 | 12.7742
DK_CA_Kbh | . | S37 | . | T123 | 0.42 | 17.8839
DK_CA_Kbh | . | S37 | . | T124 | 0.42 | 17.8839
DK_CA_Kbh | . | S37 | . | T125 | 0.3 | 12.7742
DK_CA_Kbh | . | S37 | . | T126 | 0.3 | 12.7742
DK_CA_Kbh | . | S37 | . | T127 | 0.3 | 12.7742
DK_CA_Kbh | . | S37 | . | T128 | 0.12 | 5.1097
DK_CA_Kbh | . | S37 | . | T129 | 0.06 | 2.5548
DK_CA_Kbh | . | S37 | . | T130 | 0.03 | 1.2774
DK_CA_Kbh | . | S37 | . | T131 | 0.03 | 1.2774
DK_CA_Kbh | . | S37 | . | T132 | 0.12 | 5.1097
DK_CA_Kbh | . | S37 | . | T133 | 0.12 | 5.1097
DK_CA_Kbh | . | S37 | . | T134 | 0.19 | 8.0903
DK_CA_Kbh | . | S37 | . | T135 | 0.19 | 8.0903
DK_CA_Kbh | . | S37 | . | T136 | 0.19 | 8.0903
DK_CA_Kbh | . | S37 | . | T137 | 0.19 | 8.0903
DK_CA_Kbh | . | S37 | . | T138 | 0.12 | 5.1097
DK_CA_Kbh | . | S37 | . | T139 | 0.19 | 8.0903
DK_CA_Kbh | . | S37 | . | T140 | 0.3 | 12.7742
DK_CA_Kbh | . | S37 | . | T141 | 0.3 | 12.7742
DK_CA_Kbh | . | S37 | . | T142 | 0.3 | 12.7742
DK_CA_Kbh | . | S37 | . | T143 | 0.19 | 8.0903
DK_CA_Kbh | . | S37 | . | T144 | 0.12 | 5.1097
DK_CA_Kbh | . | S37 | . | T145 | 0.12 | 5.1097
DK_CA_Kbh | . | S37 | . | T146 | 0.12 | 5.1097
DK_CA_Kbh | . | S37 | . | T147 | 0.19 | 8.0903
DK_CA_Kbh | . | S37 | . | T148 | 0.19 | 8.0903
DK_CA_Kbh | . | S37 | . | T149 | 0.19 | 8.0903
DK_CA_Kbh | . | S37 | . | T150 | 0.12 | 5.1097
DK_CA_Kbh | . | S37 | . | T151 | 0.12 | 5.1097
DK_CA_Kbh | . | S37 | . | T152 | 0.12 | 5.1097
DK_CA_Kbh | . | S37 | . | T153 | 0.12 | 5.1097
DK_CA_Kbh | . | S37 | . | T154 | 0.12 | 5.1097
DK_CA_Kbh | . | S37 | . | T155 | 0.19 | 8.0903
DK_CA_Kbh | . | S37 | . | T156 | 0.3 | 12.7742
DK_CA_Kbh | . | S37 | . | T157 | 0.3 | 12.7742
DK_CA_Kbh | . | S37 | . | T158 | 0.42 | 17.8839
DK_CA_Kbh | . | S37 | . | T159 | 0.57 | 24.271
DK_CA_Kbh | . | S37 | . | T160 | 0.57 | 24.271
DK_CA_Kbh | . | S37 | . | T161 | 0.57 | 24.271
DK_CA_Kbh | . | S37 | . | T162 | 0.57 | 24.271
DK_CA_Kbh | . | S37 | . | T163 | 0.42 | 17.8839
DK_CA_Kbh | . | S37 | . | T164 | 0.42 | 17.8839
DK_CA_Kbh | . | S37 | . | T165 | 0.3 | 12.7742
DK_CA_Kbh | . | S37 | . | T166 | 0.3 | 12.7742
DK_CA_Kbh | . | S37 | . | T167 | 0.19 | 8.0903
DK_CA_Kbh | . | S37 | . | T168 | 0.19 | 8.0903
DK_CA_Kbh | . | S38 | . | T001 | 0.12 | 5.1097
DK_CA_Kbh | . | S38 | . | T002 | 0.12 | 5.1097
DK_CA_Kbh | . | S38 | . | T003 | 0.12 | 5.1097
DK_CA_Kbh | . | S38 | . | T004 | 0.06 | 2.5548
DK_CA_Kbh | . | S38 | . | T005 | 0.03 | 1.2774
DK_CA_Kbh | . | S38 | . | T006 | 0 | 0
DK_CA_Kbh | . | S38 | . | T007 | 0 | 0
DK_CA_Kbh | . | S38 | . | T008 | 0 | 0
DK_CA_Kbh | . | S38 | . | T009 | 0 | 0
DK_CA_Kbh | . | S38 | . | T010 | 0 | 0
DK_CA_Kbh | . | S38 | . | T011 | 0 | 0
DK_CA_Kbh | . | S38 | . | T012 | 0 | 0
DK_CA_Kbh | . | S38 | . | T013 | 0 | 0
DK_CA_Kbh | . | S38 | . | T014 | 0 | 0
DK_CA_Kbh | . | S38 | . | T015 | 0.03 | 1.2774
DK_CA_Kbh | . | S38 | . | T016 | 0.03 | 1.2774
DK_CA_Kbh | . | S38 | . | T017 | 0.06 | 2.5548
DK_CA_Kbh | . | S38 | . | T018 | 0.12 | 5.1097
DK_CA_Kbh | . | S38 | . | T019 | 0.12 | 5.1097
DK_CA_Kbh | . | S38 | . | T020 | 0.19 | 8.0903
DK_CA_Kbh | . | S38 | . | T021 | 0.3 | 12.7742
DK_CA_Kbh | . | S38 | . | T022 | 0.3 | 12.7742
DK_CA_Kbh | . | S38 | . | T023 | 0.19 | 8.0903
DK_CA_Kbh | . | S38 | . | T024 | 0.19 | 8.0903
DK_CA_Kbh | . | S38 | . | T025 | 0.12 | 5.1097
DK_CA_Kbh | . | S38 | . | T026 | 0.12 | 5.1097
DK_CA_Kbh | . | S38 | . | T027 | 0.12 | 5.1097
DK_CA_Kbh | . | S38 | . | T028 | 0.12 | 5.1097
DK_CA_Kbh | . | S38 | . | T029 | 0 | 0
DK_CA_Kbh | . | S38 | . | T030 | 0 | 0
DK_CA_Kbh | . | S38 | . | T031 | 0.12 | 5.1097
DK_CA_Kbh | . | S38 | . | T032 | 0.19 | 8.0903
DK_CA_Kbh | . | S38 | . | T033 | 0.19 | 8.0903
DK_CA_Kbh | . | S38 | . | T034 | 0.3 | 12.7742
DK_CA_Kbh | . | S38 | . | T035 | 0.3 | 12.7742
DK_CA_Kbh | . | S38 | . | T036 | 0.19 | 8.0903
DK_CA_Kbh | . | S38 | . | T037 | 0.12 | 5.1097
DK_CA_Kbh | . | S38 | . | T038 | 0.06 | 2.5548
DK_CA_Kbh | . | S38 | . | T039 | 0.06 | 2.5548
DK_CA_Kbh | . | S38 | . | T040 | 0.03 | 1.2774
DK_CA_Kbh | . | S38 | . | T041 | 0 | 0
DK_CA_Kbh | . | S38 | . | T042 | 0.03 | 1.2774
DK_CA_Kbh | . | S38 | . | T043 | 0 | 0
DK_CA_Kbh | . | S38 | . | T044 | 0 | 0
DK_CA_Kbh | . | S38 | . | T045 | 0 | 0
DK_CA_Kbh | . | S38 | . | T046 | 0 | 0
DK_CA_Kbh | . | S38 | . | T047 | 0 | 0
DK_CA_Kbh | . | S38 | . | T048 | 0 | 0
DK_CA_Kbh | . | S38 | . | T049 | 0 | 0
DK_CA_Kbh | . | S38 | . | T050 | 0 | 0
DK_CA_Kbh | . | S38 | . | T051 | 0.12 | 5.1097
DK_CA_Kbh | . | S38 | . | T052 | 0.19 | 8.0903
DK_CA_Kbh | . | S38 | . | T053 | 0.12 | 5.1097
DK_CA_Kbh | . | S38 | . | T054 | 0.06 | 2.5548
DK_CA_Kbh | . | S38 | . | T055 | 0.12 | 5.1097
DK_CA_Kbh | . | S38 | . | T056 | 0.12 | 5.1097
DK_CA_Kbh | . | S38 | . | T057 | 0.19 | 8.0903
DK_CA_Kbh | . | S38 | . | T058 | 0.19 | 8.0903
DK_CA_Kbh | . | S38 | . | T059 | 0.3 | 12.7742
DK_CA_Kbh | . | S38 | . | T060 | 0.57 | 24.271
DK_CA_Kbh | . | S38 | . | T061 | 0.72 | 30.658
DK_CA_Kbh | . | S38 | . | T062 | 0.85 | 36.1935
DK_CA_Kbh | . | S38 | . | T063 | 0.85 | 36.1935
DK_CA_Kbh | . | S38 | . | T064 | 0.85 | 36.1935
DK_CA_Kbh | . | S38 | . | T065 | 0.72 | 30.658
DK_CA_Kbh | . | S38 | . | T066 | 0.57 | 24.271
DK_CA_Kbh | . | S38 | . | T067 | 0.42 | 17.8839
DK_CA_Kbh | . | S38 | . | T068 | 0.42 | 17.8839
DK_CA_Kbh | . | S38 | . | T069 | 0.57 | 24.271
DK_CA_Kbh | . | S38 | . | T070 | 0.57 | 24.271
DK_CA_Kbh | . | S38 | . | T071 | 0.57 | 24.271
DK_CA_Kbh | . | S38 | . | T072 | 0.57 | 24.271
DK_CA_Kbh | . | S38 | . | T073 | 0.57 | 24.271
DK_CA_Kbh | . | S38 | . | T074 | 0.42 | 17.8839
DK_CA_Kbh | . | S38 | . | T075 | 0.42 | 17.8839
DK_CA_Kbh | . | S38 | . | T076 | 0.42 | 17.8839
DK_CA_Kbh | . | S38 | . | T077 | 0.42 | 17.8839
DK_CA_Kbh | . | S38 | . | T078 | 0.42 | 17.8839
DK_CA_Kbh | . | S38 | . | T079 | 0.3 | 12.7742
DK_CA_Kbh | . | S38 | . | T080 | 0.3 | 12.7742
DK_CA_Kbh | . | S38 | . | T081 | 0.3 | 12.7742
DK_CA_Kbh | . | S38 | . | T082 | 0.42 | 17.8839
DK_CA_Kbh | . | S38 | . | T083 | 0.3 | 12.7742
DK_CA_Kbh | . | S38 | . | T084 | 0.3 | 12.7742
DK_CA_Kbh | . | S38 | . | T085 | 0.19 | 8.0903
DK_CA_Kbh | . | S38 | . | T086 | 0.19 | 8.0903
DK_CA_Kbh | . | S38 | . | T087 | 0.19 | 8.0903
DK_CA_Kbh | . | S38 | . | T088 | 0.19 | 8.0903
DK_CA_Kbh | . | S38 | . | T089 | 0.19 | 8.0903
DK_CA_Kbh | . | S38 | . | T090 | 0.3 | 12.7742
DK_CA_Kbh | . | S38 | . | T091 | 0.3 | 12.7742
DK_CA_Kbh | . | S38 | . | T092 | 0.3 | 12.7742
DK_CA_Kbh | . | S38 | . | T093 | 0.42 | 17.8839
DK_CA_Kbh | . | S38 | . | T094 | 0.42 | 17.8839
DK_CA_Kbh | . | S38 | . | T095 | 0.42 | 17.8839
DK_CA_Kbh | . | S38 | . | T096 | 0.42 | 17.8839
DK_CA_Kbh | . | S38 | . | T097 | 0.42 | 17.8839
DK_CA_Kbh | . | S38 | . | T098 | 0.42 | 17.8839
DK_CA_Kbh | . | S38 | . | T099 | 0.57 | 24.271
DK_CA_Kbh | . | S38 | . | T100 | 0.57 | 24.271
DK_CA_Kbh | . | S38 | . | T101 | 0.57 | 24.271
DK_CA_Kbh | . | S38 | . | T102 | 0.42 | 17.8839
DK_CA_Kbh | . | S38 | . | T103 | 0.57 | 24.271
DK_CA_Kbh | . | S38 | . | T104 | 0.57 | 24.271
DK_CA_Kbh | . | S38 | . | T105 | 0.57 | 24.271
DK_CA_Kbh | . | S38 | . | T106 | 0.57 | 24.271
DK_CA_Kbh | . | S38 | . | T107 | 0.57 | 24.271
DK_CA_Kbh | . | S38 | . | T108 | 0.57 | 24.271
DK_CA_Kbh | . | S38 | . | T109 | 0.57 | 24.271
DK_CA_Kbh | . | S38 | . | T110 | 0.57 | 24.271
DK_CA_Kbh | . | S38 | . | T111 | 0.57 | 24.271
DK_CA_Kbh | . | S38 | . | T112 | 0.57 | 24.271
DK_CA_Kbh | . | S38 | . | T113 | 0.42 | 17.8839
DK_CA_Kbh | . | S38 | . | T114 | 0.42 | 17.8839
DK_CA_Kbh | . | S38 | . | T115 | 0.42 | 17.8839
DK_CA_Kbh | . | S38 | . | T116 | 0.42 | 17.8839
DK_CA_Kbh | . | S38 | . | T117 | 0.42 | 17.8839
DK_CA_Kbh | . | S38 | . | T118 | 0.42 | 17.8839
DK_CA_Kbh | . | S38 | . | T119 | 0.57 | 24.271
DK_CA_Kbh | . | S38 | . | T120 | 0.57 | 24.271
DK_CA_Kbh | . | S38 | . | T121 | 0.57 | 24.271
DK_CA_Kbh | . | S38 | . | T122 | 0.42 | 17.8839
DK_CA_Kbh | . | S38 | . | T123 | 0.42 | 17.8839
DK_CA_Kbh | . | S38 | . | T124 | 0.3 | 12.7742
DK_CA_Kbh | . | S38 | . | T125 | 0.19 | 8.0903
DK_CA_Kbh | . | S38 | . | T126 | 0.19 | 8.0903
DK_CA_Kbh | . | S38 | . | T127 | 0.19 | 8.0903
DK_CA_Kbh | . | S38 | . | T128 | 0.19 | 8.0903
DK_CA_Kbh | . | S38 | . | T129 | 0.12 | 5.1097
DK_CA_Kbh | . | S38 | . | T130 | 0.06 | 2.5548
DK_CA_Kbh | . | S38 | . | T131 | 0.06 | 2.5548
DK_CA_Kbh | . | S38 | . | T132 | 0.12 | 5.1097
DK_CA_Kbh | . | S38 | . | T133 | 0.12 | 5.1097
DK_CA_Kbh | . | S38 | . | T134 | 0.12 | 5.1097
DK_CA_Kbh | . | S38 | . | T135 | 0.12 | 5.1097
DK_CA_Kbh | . | S38 | . | T136 | 0.06 | 2.5548
DK_CA_Kbh | . | S38 | . | T137 | 0.06 | 2.5548
DK_CA_Kbh | . | S38 | . | T138 | 0.06 | 2.5548
DK_CA_Kbh | . | S38 | . | T139 | 0.06 | 2.5548
DK_CA_Kbh | . | S38 | . | T140 | 0.06 | 2.5548
DK_CA_Kbh | . | S38 | . | T141 | 0.06 | 2.5548
DK_CA_Kbh | . | S38 | . | T142 | 0.06 | 2.5548
DK_CA_Kbh | . | S38 | . | T143 | 0.06 | 2.5548
DK_CA_Kbh | . | S38 | . | T144 | 0.06 | 2.5548
DK_CA_Kbh | . | S38 | . | T145 | 0.06 | 2.5548
DK_CA_Kbh | . | S38 | . | T146 | 0.06 | 2.5548
DK_CA_Kbh | . | S38 | . | T147 | 0.06 | 2.5548
DK_CA_Kbh | . | S38 | . | T148 | 0.06 | 2.5548
DK_CA_Kbh | . | S38 | . | T149 | 0.06 | 2.5548
DK_CA_Kbh | . | S38 | . | T150 | 0.03 | 1.2774
DK_CA_Kbh | . | S38 | . | T151 | 0 | 0
DK_CA_Kbh | . | S38 | . | T152 | 0.03 | 1.2774
DK_CA_Kbh | . | S38 | . | T153 | 0.03 | 1.2774
DK_CA_Kbh | . | S38 | . | T154 | 0.03 | 1.2774
DK_CA_Kbh | . | S38 | . | T155 | 0.03 | 1.2774
DK_CA_Kbh | . | S38 | . | T156 | 0 | 0
DK_CA_Kbh | . | S38 | . | T157 | 0.03 | 1.2774
DK_CA_Kbh | . | S38 | . | T158 | 0.03 | 1.2774
DK_CA_Kbh | . | S38 | . | T159 | 0.03 | 1.2774
DK_CA_Kbh | . | S38 | . | T160 | 0.03 | 1.2774
DK_CA_Kbh | . | S38 | . | T161 | 0.03 | 1.2774
DK_CA_Kbh | . | S38 | . | T162 | 0.03 | 1.2774
DK_CA_Kbh | . | S38 | . | T163 | 0.03 | 1.2774
DK_CA_Kbh | . | S38 | . | T164 | 0.06 | 2.5548
DK_CA_Kbh | . | S38 | . | T165 | 0.12 | 5.1097
DK_CA_Kbh | . | S38 | . | T166 | 0.12 | 5.1097
DK_CA_Kbh | . | S38 | . | T167 | 0.12 | 5.1097
DK_CA_Kbh | . | S38 | . | T168 | 0.12 | 5.1097
DK_CA_Kbh | . | S39 | . | T001 | 0.12 | 5.1097
DK_CA_Kbh | . | S39 | . | T002 | 0.19 | 8.0903
DK_CA_Kbh | . | S39 | . | T003 | 0.19 | 8.0903
DK_CA_Kbh | . | S39 | . | T004 | 0.19 | 8.0903
DK_CA_Kbh | . | S39 | . | T005 | 0.19 | 8.0903
DK_CA_Kbh | . | S39 | . | T006 | 0.19 | 8.0903
DK_CA_Kbh | . | S39 | . | T007 | 0.19 | 8.0903
DK_CA_Kbh | . | S39 | . | T008 | 0.19 | 8.0903
DK_CA_Kbh | . | S39 | . | T009 | 0.12 | 5.1097
DK_CA_Kbh | . | S39 | . | T010 | 0.12 | 5.1097
DK_CA_Kbh | . | S39 | . | T011 | 0.12 | 5.1097
DK_CA_Kbh | . | S39 | . | T012 | 0.19 | 8.0903
DK_CA_Kbh | . | S39 | . | T013 | 0.19 | 8.0903
DK_CA_Kbh | . | S39 | . | T014 | 0.19 | 8.0903
DK_CA_Kbh | . | S39 | . | T015 | 0.19 | 8.0903
DK_CA_Kbh | . | S39 | . | T016 | 0.12 | 5.1097
DK_CA_Kbh | . | S39 | . | T017 | 0.12 | 5.1097
DK_CA_Kbh | . | S39 | . | T018 | 0.12 | 5.1097
DK_CA_Kbh | . | S39 | . | T019 | 0.19 | 8.0903
DK_CA_Kbh | . | S39 | . | T020 | 0.19 | 8.0903
DK_CA_Kbh | . | S39 | . | T021 | 0.19 | 8.0903
DK_CA_Kbh | . | S39 | . | T022 | 0.12 | 5.1097
DK_CA_Kbh | . | S39 | . | T023 | 0.06 | 2.5548
DK_CA_Kbh | . | S39 | . | T024 | 0.06 | 2.5548
DK_CA_Kbh | . | S39 | . | T025 | 0.06 | 2.5548
DK_CA_Kbh | . | S39 | . | T026 | 0.06 | 2.5548
DK_CA_Kbh | . | S39 | . | T027 | 0.12 | 5.1097
DK_CA_Kbh | . | S39 | . | T028 | 0.12 | 5.1097
DK_CA_Kbh | . | S39 | . | T029 | 0.12 | 5.1097
DK_CA_Kbh | . | S39 | . | T030 | 0.19 | 8.0903
DK_CA_Kbh | . | S39 | . | T031 | 0.19 | 8.0903
DK_CA_Kbh | . | S39 | . | T032 | 0.42 | 17.8839
DK_CA_Kbh | . | S39 | . | T033 | 0.42 | 17.8839
DK_CA_Kbh | . | S39 | . | T034 | 0.42 | 17.8839
DK_CA_Kbh | . | S39 | . | T035 | 0.42 | 17.8839
DK_CA_Kbh | . | S39 | . | T036 | 0.3 | 12.7742
DK_CA_Kbh | . | S39 | . | T037 | 0.3 | 12.7742
DK_CA_Kbh | . | S39 | . | T038 | 0.3 | 12.7742
DK_CA_Kbh | . | S39 | . | T039 | 0.3 | 12.7742
DK_CA_Kbh | . | S39 | . | T040 | 0.42 | 17.8839
DK_CA_Kbh | . | S39 | . | T041 | 0.42 | 17.8839
DK_CA_Kbh | . | S39 | . | T042 | 0.42 | 17.8839
DK_CA_Kbh | . | S39 | . | T043 | 0.42 | 17.8839
DK_CA_Kbh | . | S39 | . | T044 | 0.42 | 17.8839
DK_CA_Kbh | . | S39 | . | T045 | 0.42 | 17.8839
DK_CA_Kbh | . | S39 | . | T046 | 0.42 | 17.8839
DK_CA_Kbh | . | S39 | . | T047 | 0.42 | 17.8839
DK_CA_Kbh | . | S39 | . | T048 | 0.42 | 17.8839
DK_CA_Kbh | . | S39 | . | T049 | 0.3 | 12.7742
DK_CA_Kbh | . | S39 | . | T050 | 0.3 | 12.7742
DK_CA_Kbh | . | S39 | . | T051 | 0.3 | 12.7742
DK_CA_Kbh | . | S39 | . | T052 | 0.3 | 12.7742
DK_CA_Kbh | . | S39 | . | T053 | 0.3 | 12.7742
DK_CA_Kbh | . | S39 | . | T054 | 0.3 | 12.7742
DK_CA_Kbh | . | S39 | . | T055 | 0.42 | 17.8839
DK_CA_Kbh | . | S39 | . | T056 | 0.3 | 12.7742
DK_CA_Kbh | . | S39 | . | T057 | 0.3 | 12.7742
DK_CA_Kbh | . | S39 | . | T058 | 0.19 | 8.0903
DK_CA_Kbh | . | S39 | . | T059 | 0.19 | 8.0903
DK_CA_Kbh | . | S39 | . | T060 | 0.19 | 8.0903
DK_CA_Kbh | . | S39 | . | T061 | 0.19 | 8.0903
DK_CA_Kbh | . | S39 | . | T062 | 0.19 | 8.0903
DK_CA_Kbh | . | S39 | . | T063 | 0.19 | 8.0903
DK_CA_Kbh | . | S39 | . | T064 | 0.12 | 5.1097
DK_CA_Kbh | . | S39 | . | T065 | 0.12 | 5.1097
DK_CA_Kbh | . | S39 | . | T066 | 0.06 | 2.5548
DK_CA_Kbh | . | S39 | . | T067 | 0.06 | 2.5548
DK_CA_Kbh | . | S39 | . | T068 | 0.12 | 5.1097
DK_CA_Kbh | . | S39 | . | T069 | 0.19 | 8.0903
DK_CA_Kbh | . | S39 | . | T070 | 0.19 | 8.0903
DK_CA_Kbh | . | S39 | . | T071 | 0.12 | 5.1097
DK_CA_Kbh | . | S39 | . | T072 | 0.19 | 8.0903
DK_CA_Kbh | . | S39 | . | T073 | 0.19 | 8.0903
DK_CA_Kbh | . | S39 | . | T074 | 0.12 | 5.1097
DK_CA_Kbh | . | S39 | . | T075 | 0.12 | 5.1097
DK_CA_Kbh | . | S39 | . | T076 | 0.12 | 5.1097
DK_CA_Kbh | . | S39 | . | T077 | 0.12 | 5.1097
DK_CA_Kbh | . | S39 | . | T078 | 0.12 | 5.1097
DK_CA_Kbh | . | S39 | . | T079 | 0.12 | 5.1097
DK_CA_Kbh | . | S39 | . | T080 | 0.06 | 2.5548
DK_CA_Kbh | . | S39 | . | T081 | 0.06 | 2.5548
DK_CA_Kbh | . | S39 | . | T082 | 0.03 | 1.2774
DK_CA_Kbh | . | S39 | . | T083 | 0 | 0
DK_CA_Kbh | . | S39 | . | T084 | 0 | 0
DK_CA_Kbh | . | S39 | . | T085 | 0 | 0
DK_CA_Kbh | . | S39 | . | T086 | 0 | 0
DK_CA_Kbh | . | S39 | . | T087 | 0 | 0
DK_CA_Kbh | . | S39 | . | T088 | 0 | 0
DK_CA_Kbh | . | S39 | . | T089 | 0 | 0
DK_CA_Kbh | . | S39 | . | T090 | 0 | 0
DK_CA_Kbh | . | S39 | . | T091 | 0 | 0
DK_CA_Kbh | . | S39 | . | T092 | 0 | 0
DK_CA_Kbh | . | S39 | . | T093 | 0 | 0
DK_CA_Kbh | . | S39 | . | T094 | 0 | 0
DK_CA_Kbh | . | S39 | . | T095 | 0 | 0
DK_CA_Kbh | . | S39 | . | T096 | 0.03 | 1.2774
DK_CA_Kbh | . | S39 | . | T097 | 0.03 | 1.2774
DK_CA_Kbh | . | S39 | . | T098 | 0.03 | 1.2774
DK_CA_Kbh | . | S39 | . | T099 | 0.06 | 2.5548
DK_CA_Kbh | . | S39 | . | T100 | 0.06 | 2.5548
DK_CA_Kbh | . | S39 | . | T101 | 0.03 | 1.2774
DK_CA_Kbh | . | S39 | . | T102 | 0.03 | 1.2774
DK_CA_Kbh | . | S39 | . | T103 | 0.06 | 2.5548
DK_CA_Kbh | . | S39 | . | T104 | 0.06 | 2.5548
DK_CA_Kbh | . | S39 | . | T105 | 0.06 | 2.5548
DK_CA_Kbh | . | S39 | . | T106 | 0.06 | 2.5548
DK_CA_Kbh | . | S39 | . | T107 | 0.03 | 1.2774
DK_CA_Kbh | . | S39 | . | T108 | 0.03 | 1.2774
DK_CA_Kbh | . | S39 | . | T109 | 0.03 | 1.2774
DK_CA_Kbh | . | S39 | . | T110 | 0.03 | 1.2774
DK_CA_Kbh | . | S39 | . | T111 | 0.03 | 1.2774
DK_CA_Kbh | . | S39 | . | T112 | 0 | 0
DK_CA_Kbh | . | S39 | . | T113 | 0 | 0
DK_CA_Kbh | . | S39 | . | T114 | 0.03 | 1.2774
DK_CA_Kbh | . | S39 | . | T115 | 0.03 | 1.2774
DK_CA_Kbh | . | S39 | . | T116 | 0.03 | 1.2774
DK_CA_Kbh | . | S39 | . | T117 | 0 | 0
DK_CA_Kbh | . | S39 | . | T118 | 0 | 0
DK_CA_Kbh | . | S39 | . | T119 | 0 | 0
DK_CA_Kbh | . | S39 | . | T120 | 0 | 0
DK_CA_Kbh | . | S39 | . | T121 | 0 | 0
DK_CA_Kbh | . | S39 | . | T122 | 0 | 0
DK_CA_Kbh | . | S39 | . | T123 | 0 | 0
DK_CA_Kbh | . | S39 | . | T124 | 0 | 0
DK_CA_Kbh | . | S39 | . | T125 | 0 | 0
DK_CA_Kbh | . | S39 | . | T126 | 0 | 0
DK_CA_Kbh | . | S39 | . | T127 | 0 | 0
DK_CA_Kbh | . | S39 | . | T128 | 0.03 | 1.2774
DK_CA_Kbh | . | S39 | . | T129 | 0.03 | 1.2774
DK_CA_Kbh | . | S39 | . | T130 | 0 | 0
DK_CA_Kbh | . | S39 | . | T131 | 0 | 0
DK_CA_Kbh | . | S39 | . | T132 | 0 | 0
DK_CA_Kbh | . | S39 | . | T133 | 0 | 0
DK_CA_Kbh | . | S39 | . | T134 | 0 | 0
DK_CA_Kbh | . | S39 | . | T135 | 0 | 0
DK_CA_Kbh | . | S39 | . | T136 | 0 | 0
DK_CA_Kbh | . | S39 | . | T137 | 0 | 0
DK_CA_Kbh | . | S39 | . | T138 | 0 | 0
DK_CA_Kbh | . | S39 | . | T139 | 0 | 0
DK_CA_Kbh | . | S39 | . | T140 | 0 | 0
DK_CA_Kbh | . | S39 | . | T141 | 0 | 0
DK_CA_Kbh | . | S39 | . | T142 | 0 | 0
DK_CA_Kbh | . | S39 | . | T143 | 0 | 0
DK_CA_Kbh | . | S39 | . | T144 | 0 | 0
DK_CA_Kbh | . | S39 | . | T145 | 0 | 0
DK_CA_Kbh | . | S39 | . | T146 | 0 | 0
DK_CA_Kbh | . | S39 | . | T147 | 0 | 0
DK_CA_Kbh | . | S39 | . | T148 | 0 | 0
DK_CA_Kbh | . | S39 | . | T149 | 0.03 | 1.2774
DK_CA_Kbh | . | S39 | . | T150 | 0.06 | 2.5548
DK_CA_Kbh | . | S39 | . | T151 | 0.12 | 5.1097
DK_CA_Kbh | . | S39 | . | T152 | 0.19 | 8.0903
DK_CA_Kbh | . | S39 | . | T153 | 0.19 | 8.0903
DK_CA_Kbh | . | S39 | . | T154 | 0.19 | 8.0903
DK_CA_Kbh | . | S39 | . | T155 | 0.19 | 8.0903
DK_CA_Kbh | . | S39 | . | T156 | 0.3 | 12.7742
DK_CA_Kbh | . | S39 | . | T157 | 0.3 | 12.7742
DK_CA_Kbh | . | S39 | . | T158 | 0.3 | 12.7742
DK_CA_Kbh | . | S39 | . | T159 | 0.3 | 12.7742
DK_CA_Kbh | . | S39 | . | T160 | 0.3 | 12.7742
DK_CA_Kbh | . | S39 | . | T161 | 0.42 | 17.8839
DK_CA_Kbh | . | S39 | . | T162 | 0.42 | 17.8839
DK_CA_Kbh | . | S39 | . | T163 | 0.42 | 17.8839
DK_CA_Kbh | . | S39 | . | T164 | 0.42 | 17.8839
DK_CA_Kbh | . | S39 | . | T165 | 0.42 | 17.8839
DK_CA_Kbh | . | S39 | . | T166 | 0.57 | 24.271
DK_CA_Kbh | . | S39 | . | T167 | 0.57 | 24.271
DK_CA_Kbh | . | S39 | . | T168 | 0.57 | 24.271
DK_CA_Kbh | . | S40 | . | T001 | 0.57 | 24.271
DK_CA_Kbh | . | S40 | . | T002 | 0.57 | 24.271
DK_CA_Kbh | . | S40 | . | T003 | 0.57 | 24.271
DK_CA_Kbh | . | S40 | . | T004 | 0.57 | 24.271
DK_CA_Kbh | . | S40 | . | T005 | 0.57 | 24.271
DK_CA_Kbh | . | S40 | . | T006 | 0.57 | 24.271
DK_CA_Kbh | . | S40 | . | T007 | 0.57 | 24.271
DK_CA_Kbh | . | S40 | . | T008 | 0.85 | 36.1935
DK_CA_Kbh | . | S40 | . | T009 | 0.85 | 36.1935
DK_CA_Kbh | . | S40 | . | T010 | 0.72 | 30.658
DK_CA_Kbh | . | S40 | . | T011 | 0.72 | 30.658
DK_CA_Kbh | . | S40 | . | T012 | 0.57 | 24.271
DK_CA_Kbh | . | S40 | . | T013 | 0.57 | 24.271
DK_CA_Kbh | . | S40 | . | T014 | 0.57 | 24.271
DK_CA_Kbh | . | S40 | . | T015 | 0.42 | 17.8839
DK_CA_Kbh | . | S40 | . | T016 | 0.3 | 12.7742
DK_CA_Kbh | . | S40 | . | T017 | 0.3 | 12.7742
DK_CA_Kbh | . | S40 | . | T018 | 0.19 | 8.0903
DK_CA_Kbh | . | S40 | . | T019 | 0.12 | 5.1097
DK_CA_Kbh | . | S40 | . | T020 | 0.12 | 5.1097
DK_CA_Kbh | . | S40 | . | T021 | 0.12 | 5.1097
DK_CA_Kbh | . | S40 | . | T022 | 0.12 | 5.1097
DK_CA_Kbh | . | S40 | . | T023 | 0.12 | 5.1097
DK_CA_Kbh | . | S40 | . | T024 | 0.12 | 5.1097
DK_CA_Kbh | . | S40 | . | T025 | 0.12 | 5.1097
DK_CA_Kbh | . | S40 | . | T026 | 0.12 | 5.1097
DK_CA_Kbh | . | S40 | . | T027 | 0.19 | 8.0903
DK_CA_Kbh | . | S40 | . | T028 | 0.3 | 12.7742
DK_CA_Kbh | . | S40 | . | T029 | 0.42 | 17.8839
DK_CA_Kbh | . | S40 | . | T030 | 0.57 | 24.271
DK_CA_Kbh | . | S40 | . | T031 | 0.72 | 30.658
DK_CA_Kbh | . | S40 | . | T032 | 0.95 | 40.4516
DK_CA_Kbh | . | S40 | . | T033 | 0.99 | 42.1548
DK_CA_Kbh | . | S40 | . | T034 | 1 | 42.5806
DK_CA_Kbh | . | S40 | . | T035 | 1 | 42.5806
DK_CA_Kbh | . | S40 | . | T036 | 1 | 42.5806
DK_CA_Kbh | . | S40 | . | T037 | 1 | 42.5806
DK_CA_Kbh | . | S40 | . | T038 | 0.99 | 42.1548
DK_CA_Kbh | . | S40 | . | T039 | 0.95 | 40.4516
DK_CA_Kbh | . | S40 | . | T040 | 0.85 | 36.1935
DK_CA_Kbh | . | S40 | . | T041 | 0.85 | 36.1935
DK_CA_Kbh | . | S40 | . | T042 | 0.72 | 30.658
DK_CA_Kbh | . | S40 | . | T043 | 0.72 | 30.658
DK_CA_Kbh | . | S40 | . | T044 | 0.72 | 30.658
DK_CA_Kbh | . | S40 | . | T045 | 0.72 | 30.658
DK_CA_Kbh | . | S40 | . | T046 | 0.85 | 36.1935
DK_CA_Kbh | . | S40 | . | T047 | 0.85 | 36.1935
DK_CA_Kbh | . | S40 | . | T048 | 0.85 | 36.1935
DK_CA_Kbh | . | S40 | . | T049 | 0.85 | 36.1935
DK_CA_Kbh | . | S40 | . | T050 | 0.85 | 36.1935
DK_CA_Kbh | . | S40 | . | T051 | 0.85 | 36.1935
DK_CA_Kbh | . | S40 | . | T052 | 0.85 | 36.1935
DK_CA_Kbh | . | S40 | . | T053 | 0.85 | 36.1935
DK_CA_Kbh | . | S40 | . | T054 | 0.85 | 36.1935
DK_CA_Kbh | . | S40 | . | T055 | 0.72 | 30.658
DK_CA_Kbh | . | S40 | . | T056 | 0.72 | 30.658
DK_CA_Kbh | . | S40 | . | T057 | 0.72 | 30.658
DK_CA_Kbh | . | S40 | . | T058 | 0.72 | 30.658
DK_CA_Kbh | . | S40 | . | T059 | 0.72 | 30.658
DK_CA_Kbh | . | S40 | . | T060 | 0.72 | 30.658
DK_CA_Kbh | . | S40 | . | T061 | 0.72 | 30.658
DK_CA_Kbh | . | S40 | . | T062 | 0.57 | 24.271
DK_CA_Kbh | . | S40 | . | T063 | 0.57 | 24.271
DK_CA_Kbh | . | S40 | . | T064 | 0.57 | 24.271
DK_CA_Kbh | . | S40 | . | T065 | 0.42 | 17.8839
DK_CA_Kbh | . | S40 | . | T066 | 0.3 | 12.7742
DK_CA_Kbh | . | S40 | . | T067 | 0.19 | 8.0903
DK_CA_Kbh | . | S40 | . | T068 | 0.3 | 12.7742
DK_CA_Kbh | . | S40 | . | T069 | 0.3 | 12.7742
DK_CA_Kbh | . | S40 | . | T070 | 0.3 | 12.7742
DK_CA_Kbh | . | S40 | . | T071 | 0.42 | 17.8839
DK_CA_Kbh | . | S40 | . | T072 | 0.42 | 17.8839
DK_CA_Kbh | . | S40 | . | T073 | 0.42 | 17.8839
DK_CA_Kbh | . | S40 | . | T074 | 0.57 | 24.271
DK_CA_Kbh | . | S40 | . | T075 | 0.57 | 24.271
DK_CA_Kbh | . | S40 | . | T076 | 0.57 | 24.271
DK_CA_Kbh | . | S40 | . | T077 | 0.57 | 24.271
DK_CA_Kbh | . | S40 | . | T078 | 0.57 | 24.271
DK_CA_Kbh | . | S40 | . | T079 | 0.57 | 24.271
DK_CA_Kbh | . | S40 | . | T080 | 0.57 | 24.271
DK_CA_Kbh | . | S40 | . | T081 | 0.72 | 30.658
DK_CA_Kbh | . | S40 | . | T082 | 0.57 | 24.271
DK_CA_Kbh | . | S40 | . | T083 | 0.72 | 30.658
DK_CA_Kbh | . | S40 | . | T084 | 0.72 | 30.658
DK_CA_Kbh | . | S40 | . | T085 | 0.72 | 30.658
DK_CA_Kbh | . | S40 | . | T086 | 0.85 | 36.1935
DK_CA_Kbh | . | S40 | . | T087 | 0.72 | 30.658
DK_CA_Kbh | . | S40 | . | T088 | 0.72 | 30.658
DK_CA_Kbh | . | S40 | . | T089 | 0.72 | 30.658
DK_CA_Kbh | . | S40 | . | T090 | 0.72 | 30.658
DK_CA_Kbh | . | S40 | . | T091 | 0.57 | 24.271
DK_CA_Kbh | . | S40 | . | T092 | 0.57 | 24.271
DK_CA_Kbh | . | S40 | . | T093 | 0.57 | 24.271
DK_CA_Kbh | . | S40 | . | T094 | 0.57 | 24.271
DK_CA_Kbh | . | S40 | . | T095 | 0.57 | 24.271
DK_CA_Kbh | . | S40 | . | T096 | 0.57 | 24.271
DK_CA_Kbh | . | S40 | . | T097 | 0.57 | 24.271
DK_CA_Kbh | . | S40 | . | T098 | 0.57 | 24.271
DK_CA_Kbh | . | S40 | . | T099 | 0.57 | 24.271
DK_CA_Kbh | . | S40 | . | T100 | 0.57 | 24.271
DK_CA_Kbh | . | S40 | . | T101 | 0.57 | 24.271
DK_CA_Kbh | . | S40 | . | T102 | 0.57 | 24.271
DK_CA_Kbh | . | S40 | . | T103 | 0.72 | 30.658
DK_CA_Kbh | . | S40 | . | T104 | 0.72 | 30.658
DK_CA_Kbh | . | S40 | . | T105 | 0.72 | 30.658
DK_CA_Kbh | . | S40 | . | T106 | 0.72 | 30.658
DK_CA_Kbh | . | S40 | . | T107 | 0.72 | 30.658
DK_CA_Kbh | . | S40 | . | T108 | 0.85 | 36.1935
DK_CA_Kbh | . | S40 | . | T109 | 0.85 | 36.1935
DK_CA_Kbh | . | S40 | . | T110 | 0.95 | 40.4516
DK_CA_Kbh | . | S40 | . | T111 | 0.85 | 36.1935
DK_CA_Kbh | . | S40 | . | T112 | 0.72 | 30.658
DK_CA_Kbh | . | S40 | . | T113 | 0.72 | 30.658
DK_CA_Kbh | . | S40 | . | T114 | 0.57 | 24.271
DK_CA_Kbh | . | S40 | . | T115 | 0.57 | 24.271
DK_CA_Kbh | . | S40 | . | T116 | 0.57 | 24.271
DK_CA_Kbh | . | S40 | . | T117 | 0.42 | 17.8839
DK_CA_Kbh | . | S40 | . | T118 | 0.42 | 17.8839
DK_CA_Kbh | . | S40 | . | T119 | 0.42 | 17.8839
DK_CA_Kbh | . | S40 | . | T120 | 0.3 | 12.7742
DK_CA_Kbh | . | S40 | . | T121 | 0.3 | 12.7742
DK_CA_Kbh | . | S40 | . | T122 | 0.3 | 12.7742
DK_CA_Kbh | . | S40 | . | T123 | 0.3 | 12.7742
DK_CA_Kbh | . | S40 | . | T124 | 0.19 | 8.0903
DK_CA_Kbh | . | S40 | . | T125 | 0.12 | 5.1097
DK_CA_Kbh | . | S40 | . | T126 | 0.12 | 5.1097
DK_CA_Kbh | . | S40 | . | T127 | 0.12 | 5.1097
DK_CA_Kbh | . | S40 | . | T128 | 0.12 | 5.1097
DK_CA_Kbh | . | S40 | . | T129 | 0.12 | 5.1097
DK_CA_Kbh | . | S40 | . | T130 | 0.06 | 2.5548
DK_CA_Kbh | . | S40 | . | T131 | 0.06 | 2.5548
DK_CA_Kbh | . | S40 | . | T132 | 0.06 | 2.5548
DK_CA_Kbh | . | S40 | . | T133 | 0.06 | 2.5548
DK_CA_Kbh | . | S40 | . | T134 | 0.06 | 2.5548
DK_CA_Kbh | . | S40 | . | T135 | 0.06 | 2.5548
DK_CA_Kbh | . | S40 | . | T136 | 0.06 | 2.5548
DK_CA_Kbh | . | S40 | . | T137 | 0.06 | 2.5548
DK_CA_Kbh | . | S40 | . | T138 | 0.06 | 2.5548
DK_CA_Kbh | . | S40 | . | T139 | 0.06 | 2.5548
DK_CA_Kbh | . | S40 | . | T140 | 0.06 | 2.5548
DK_CA_Kbh | . | S40 | . | T141 | 0.06 | 2.5548
DK_CA_Kbh | . | S40 | . | T142 | 0.06 | 2.5548
DK_CA_Kbh | . | S40 | . | T143 | 0.06 | 2.5548
DK_CA_Kbh | . | S40 | . | T144 | 0.06 | 2.5548
DK_CA_Kbh | . | S40 | . | T145 | 0.06 | 2.5548
DK_CA_Kbh | . | S40 | . | T146 | 0.06 | 2.5548
DK_CA_Kbh | . | S40 | . | T147 | 0.06 | 2.5548
DK_CA_Kbh | . | S40 | . | T148 | 0.06 | 2.5548
DK_CA_Kbh | . | S40 | . | T149 | 0.06 | 2.5548
DK_CA_Kbh | . | S40 | . | T150 | 0.06 | 2.5548
DK_CA_Kbh | . | S40 | . | T151 | 0.12 | 5.1097
DK_CA_Kbh | . | S40 | . | T152 | 0.19 | 8.0903
DK_CA_Kbh | . | S40 | . | T153 | 0.12 | 5.1097
DK_CA_Kbh | . | S40 | . | T154 | 0.12 | 5.1097
DK_CA_Kbh | . | S40 | . | T155 | 0.12 | 5.1097
DK_CA_Kbh | . | S40 | . | T156 | 0.12 | 5.1097
DK_CA_Kbh | . | S40 | . | T157 | 0.19 | 8.0903
DK_CA_Kbh | . | S40 | . | T158 | 0.19 | 8.0903
DK_CA_Kbh | . | S40 | . | T159 | 0.19 | 8.0903
DK_CA_Kbh | . | S40 | . | T160 | 0.19 | 8.0903
DK_CA_Kbh | . | S40 | . | T161 | 0.19 | 8.0903
DK_CA_Kbh | . | S40 | . | T162 | 0.19 | 8.0903
DK_CA_Kbh | . | S40 | . | T163 | 0.19 | 8.0903
DK_CA_Kbh | . | S40 | . | T164 | 0.19 | 8.0903
DK_CA_Kbh | . | S40 | . | T165 | 0.19 | 8.0903
DK_CA_Kbh | . | S40 | . | T166 | 0.19 | 8.0903
DK_CA_Kbh | . | S40 | . | T167 | 0.19 | 8.0903
DK_CA_Kbh | . | S40 | . | T168 | 0.19 | 8.0903
DK_CA_Kbh | . | S41 | . | T001 | 0.19 | 8.0903
DK_CA_Kbh | . | S41 | . | T002 | 0.19 | 8.0903
DK_CA_Kbh | . | S41 | . | T003 | 0.3 | 12.7742
DK_CA_Kbh | . | S41 | . | T004 | 0.3 | 12.7742
DK_CA_Kbh | . | S41 | . | T005 | 0.42 | 17.8839
DK_CA_Kbh | . | S41 | . | T006 | 0.57 | 24.271
DK_CA_Kbh | . | S41 | . | T007 | 0.57 | 24.271
DK_CA_Kbh | . | S41 | . | T008 | 0.57 | 24.271
DK_CA_Kbh | . | S41 | . | T009 | 0.42 | 17.8839
DK_CA_Kbh | . | S41 | . | T010 | 0.42 | 17.8839
DK_CA_Kbh | . | S41 | . | T011 | 0.3 | 12.7742
DK_CA_Kbh | . | S41 | . | T012 | 0.3 | 12.7742
DK_CA_Kbh | . | S41 | . | T013 | 0.19 | 8.0903
DK_CA_Kbh | . | S41 | . | T014 | 0.12 | 5.1097
DK_CA_Kbh | . | S41 | . | T015 | 0.12 | 5.1097
DK_CA_Kbh | . | S41 | . | T016 | 0.06 | 2.5548
DK_CA_Kbh | . | S41 | . | T017 | 0.12 | 5.1097
DK_CA_Kbh | . | S41 | . | T018 | 0.12 | 5.1097
DK_CA_Kbh | . | S41 | . | T019 | 0.12 | 5.1097
DK_CA_Kbh | . | S41 | . | T020 | 0.12 | 5.1097
DK_CA_Kbh | . | S41 | . | T021 | 0.12 | 5.1097
DK_CA_Kbh | . | S41 | . | T022 | 0.12 | 5.1097
DK_CA_Kbh | . | S41 | . | T023 | 0.12 | 5.1097
DK_CA_Kbh | . | S41 | . | T024 | 0.12 | 5.1097
DK_CA_Kbh | . | S41 | . | T025 | 0.12 | 5.1097
DK_CA_Kbh | . | S41 | . | T026 | 0.19 | 8.0903
DK_CA_Kbh | . | S41 | . | T027 | 0.42 | 17.8839
DK_CA_Kbh | . | S41 | . | T028 | 0.42 | 17.8839
DK_CA_Kbh | . | S41 | . | T029 | 0.72 | 30.658
DK_CA_Kbh | . | S41 | . | T030 | 0.57 | 24.271
DK_CA_Kbh | . | S41 | . | T031 | 0.57 | 24.271
DK_CA_Kbh | . | S41 | . | T032 | 0.57 | 24.271
DK_CA_Kbh | . | S41 | . | T033 | 0.42 | 17.8839
DK_CA_Kbh | . | S41 | . | T034 | 0.42 | 17.8839
DK_CA_Kbh | . | S41 | . | T035 | 0.3 | 12.7742
DK_CA_Kbh | . | S41 | . | T036 | 0.42 | 17.8839
DK_CA_Kbh | . | S41 | . | T037 | 0.42 | 17.8839
DK_CA_Kbh | . | S41 | . | T038 | 0.42 | 17.8839
DK_CA_Kbh | . | S41 | . | T039 | 0.42 | 17.8839
DK_CA_Kbh | . | S41 | . | T040 | 0.42 | 17.8839
DK_CA_Kbh | . | S41 | . | T041 | 0.42 | 17.8839
DK_CA_Kbh | . | S41 | . | T042 | 0.42 | 17.8839
DK_CA_Kbh | . | S41 | . | T043 | 0.42 | 17.8839
DK_CA_Kbh | . | S41 | . | T044 | 0.42 | 17.8839
DK_CA_Kbh | . | S41 | . | T045 | 0.42 | 17.8839
DK_CA_Kbh | . | S41 | . | T046 | 0.42 | 17.8839
DK_CA_Kbh | . | S41 | . | T047 | 0.42 | 17.8839
DK_CA_Kbh | . | S41 | . | T048 | 0.42 | 17.8839
DK_CA_Kbh | . | S41 | . | T049 | 0.42 | 17.8839
DK_CA_Kbh | . | S41 | . | T050 | 0.57 | 24.271
DK_CA_Kbh | . | S41 | . | T051 | 0.57 | 24.271
DK_CA_Kbh | . | S41 | . | T052 | 0.57 | 24.271
DK_CA_Kbh | . | S41 | . | T053 | 0.57 | 24.271
DK_CA_Kbh | . | S41 | . | T054 | 0.57 | 24.271
DK_CA_Kbh | . | S41 | . | T055 | 0.57 | 24.271
DK_CA_Kbh | . | S41 | . | T056 | 0.57 | 24.271
DK_CA_Kbh | . | S41 | . | T057 | 0.57 | 24.271
DK_CA_Kbh | . | S41 | . | T058 | 0.72 | 30.658
DK_CA_Kbh | . | S41 | . | T059 | 0.72 | 30.658
DK_CA_Kbh | . | S41 | . | T060 | 0.72 | 30.658
DK_CA_Kbh | . | S41 | . | T061 | 0.72 | 30.658
DK_CA_Kbh | . | S41 | . | T062 | 0.57 | 24.271
DK_CA_Kbh | . | S41 | . | T063 | 0.72 | 30.658
DK_CA_Kbh | . | S41 | . | T064 | 0.85 | 36.1935
DK_CA_Kbh | . | S41 | . | T065 | 0.85 | 36.1935
DK_CA_Kbh | . | S41 | . | T066 | 0.95 | 40.4516
DK_CA_Kbh | . | S41 | . | T067 | 0.95 | 40.4516
DK_CA_Kbh | . | S41 | . | T068 | 0.99 | 42.1548
DK_CA_Kbh | . | S41 | . | T069 | 0.99 | 42.1548
DK_CA_Kbh | . | S41 | . | T070 | 1 | 42.5806
DK_CA_Kbh | . | S41 | . | T071 | 0.99 | 42.1548
DK_CA_Kbh | . | S41 | . | T072 | 0.99 | 42.1548
DK_CA_Kbh | . | S41 | . | T073 | 0.95 | 40.4516
DK_CA_Kbh | . | S41 | . | T074 | 0.95 | 40.4516
DK_CA_Kbh | . | S41 | . | T075 | 0.95 | 40.4516
DK_CA_Kbh | . | S41 | . | T076 | 0.85 | 36.1935
DK_CA_Kbh | . | S41 | . | T077 | 0.95 | 40.4516
DK_CA_Kbh | . | S41 | . | T078 | 0.95 | 40.4516
DK_CA_Kbh | . | S41 | . | T079 | 0.95 | 40.4516
DK_CA_Kbh | . | S41 | . | T080 | 0.85 | 36.1935
DK_CA_Kbh | . | S41 | . | T081 | 0.85 | 36.1935
DK_CA_Kbh | . | S41 | . | T082 | 0.85 | 36.1935
DK_CA_Kbh | . | S41 | . | T083 | 0.85 | 36.1935
DK_CA_Kbh | . | S41 | . | T084 | 0.85 | 36.1935
DK_CA_Kbh | . | S41 | . | T085 | 0.85 | 36.1935
DK_CA_Kbh | . | S41 | . | T086 | 0.85 | 36.1935
DK_CA_Kbh | . | S41 | . | T087 | 0.85 | 36.1935
DK_CA_Kbh | . | S41 | . | T088 | 0.95 | 40.4516
DK_CA_Kbh | . | S41 | . | T089 | 0.95 | 40.4516
DK_CA_Kbh | . | S41 | . | T090 | 0.99 | 42.1548
DK_CA_Kbh | . | S41 | . | T091 | 1 | 42.5806
DK_CA_Kbh | . | S41 | . | T092 | 0.99 | 42.1548
DK_CA_Kbh | . | S41 | . | T093 | 0.95 | 40.4516
DK_CA_Kbh | . | S41 | . | T094 | 0.85 | 36.1935
DK_CA_Kbh | . | S41 | . | T095 | 0.85 | 36.1935
DK_CA_Kbh | . | S41 | . | T096 | 0.72 | 30.658
DK_CA_Kbh | . | S41 | . | T097 | 0.72 | 30.658
DK_CA_Kbh | . | S41 | . | T098 | 0.72 | 30.658
DK_CA_Kbh | . | S41 | . | T099 | 0.72 | 30.658
DK_CA_Kbh | . | S41 | . | T100 | 0.57 | 24.271
DK_CA_Kbh | . | S41 | . | T101 | 0.57 | 24.271
DK_CA_Kbh | . | S41 | . | T102 | 0.57 | 24.271
DK_CA_Kbh | . | S41 | . | T103 | 0.57 | 24.271
DK_CA_Kbh | . | S41 | . | T104 | 0.42 | 17.8839
DK_CA_Kbh | . | S41 | . | T105 | 0.3 | 12.7742
DK_CA_Kbh | . | S41 | . | T106 | 0.3 | 12.7742
DK_CA_Kbh | . | S41 | . | T107 | 0.19 | 8.0903
DK_CA_Kbh | . | S41 | . | T108 | 0.19 | 8.0903
DK_CA_Kbh | . | S41 | . | T109 | 0.12 | 5.1097
DK_CA_Kbh | . | S41 | . | T110 | 0.12 | 5.1097
DK_CA_Kbh | . | S41 | . | T111 | 0.12 | 5.1097
DK_CA_Kbh | . | S41 | . | T112 | 0.06 | 2.5548
DK_CA_Kbh | . | S41 | . | T113 | 0.12 | 5.1097
DK_CA_Kbh | . | S41 | . | T114 | 0.12 | 5.1097
DK_CA_Kbh | . | S41 | . | T115 | 0.12 | 5.1097
DK_CA_Kbh | . | S41 | . | T116 | 0.12 | 5.1097
DK_CA_Kbh | . | S41 | . | T117 | 0.12 | 5.1097
DK_CA_Kbh | . | S41 | . | T118 | 0.12 | 5.1097
DK_CA_Kbh | . | S41 | . | T119 | 0.12 | 5.1097
DK_CA_Kbh | . | S41 | . | T120 | 0.19 | 8.0903
DK_CA_Kbh | . | S41 | . | T121 | 0.19 | 8.0903
DK_CA_Kbh | . | S41 | . | T122 | 0.3 | 12.7742
DK_CA_Kbh | . | S41 | . | T123 | 0.3 | 12.7742
DK_CA_Kbh | . | S41 | . | T124 | 0.3 | 12.7742
DK_CA_Kbh | . | S41 | . | T125 | 0.3 | 12.7742
DK_CA_Kbh | . | S41 | . | T126 | 0.3 | 12.7742
DK_CA_Kbh | . | S41 | . | T127 | 0.3 | 12.7742
DK_CA_Kbh | . | S41 | . | T128 | 0.3 | 12.7742
DK_CA_Kbh | . | S41 | . | T129 | 0.3 | 12.7742
DK_CA_Kbh | . | S41 | . | T130 | 0.3 | 12.7742
DK_CA_Kbh | . | S41 | . | T131 | 0.42 | 17.8839
DK_CA_Kbh | . | S41 | . | T132 | 0.42 | 17.8839
DK_CA_Kbh | . | S41 | . | T133 | 0.3 | 12.7742
DK_CA_Kbh | . | S41 | . | T134 | 0.3 | 12.7742
DK_CA_Kbh | . | S41 | . | T135 | 0.3 | 12.7742
DK_CA_Kbh | . | S41 | . | T136 | 0.3 | 12.7742
DK_CA_Kbh | . | S41 | . | T137 | 0.42 | 17.8839
DK_CA_Kbh | . | S41 | . | T138 | 0.3 | 12.7742
DK_CA_Kbh | . | S41 | . | T139 | 0.3 | 12.7742
DK_CA_Kbh | . | S41 | . | T140 | 0.3 | 12.7742
DK_CA_Kbh | . | S41 | . | T141 | 0.3 | 12.7742
DK_CA_Kbh | . | S41 | . | T142 | 0.19 | 8.0903
DK_CA_Kbh | . | S41 | . | T143 | 0.3 | 12.7742
DK_CA_Kbh | . | S41 | . | T144 | 0.3 | 12.7742
DK_CA_Kbh | . | S41 | . | T145 | 0.19 | 8.0903
DK_CA_Kbh | . | S41 | . | T146 | 0.12 | 5.1097
DK_CA_Kbh | . | S41 | . | T147 | 0.06 | 2.5548
DK_CA_Kbh | . | S41 | . | T148 | 0.06 | 2.5548
DK_CA_Kbh | . | S41 | . | T149 | 0.03 | 1.2774
DK_CA_Kbh | . | S41 | . | T150 | 0.03 | 1.2774
DK_CA_Kbh | . | S41 | . | T151 | 0.03 | 1.2774
DK_CA_Kbh | . | S41 | . | T152 | 0.03 | 1.2774
DK_CA_Kbh | . | S41 | . | T153 | 0.06 | 2.5548
DK_CA_Kbh | . | S41 | . | T154 | 0.06 | 2.5548
DK_CA_Kbh | . | S41 | . | T155 | 0.12 | 5.1097
DK_CA_Kbh | . | S41 | . | T156 | 0.12 | 5.1097
DK_CA_Kbh | . | S41 | . | T157 | 0.19 | 8.0903
DK_CA_Kbh | . | S41 | . | T158 | 0.12 | 5.1097
DK_CA_Kbh | . | S41 | . | T159 | 0.06 | 2.5548
DK_CA_Kbh | . | S41 | . | T160 | 0.03 | 1.2774
DK_CA_Kbh | . | S41 | . | T161 | 0.06 | 2.5548
DK_CA_Kbh | . | S41 | . | T162 | 0.06 | 2.5548
DK_CA_Kbh | . | S41 | . | T163 | 0.12 | 5.1097
DK_CA_Kbh | . | S41 | . | T164 | 0.06 | 2.5548
DK_CA_Kbh | . | S41 | . | T165 | 0.06 | 2.5548
DK_CA_Kbh | . | S41 | . | T166 | 0.03 | 1.2774
DK_CA_Kbh | . | S41 | . | T167 | 0.03 | 1.2774
DK_CA_Kbh | . | S41 | . | T168 | 0.03 | 1.2774
DK_CA_Kbh | . | S42 | . | T001 | 0 | 0
DK_CA_Kbh | . | S42 | . | T002 | 0 | 0
DK_CA_Kbh | . | S42 | . | T003 | 0 | 0
DK_CA_Kbh | . | S42 | . | T004 | 0 | 0
DK_CA_Kbh | . | S42 | . | T005 | 0 | 0
DK_CA_Kbh | . | S42 | . | T006 | 0 | 0
DK_CA_Kbh | . | S42 | . | T007 | 0 | 0
DK_CA_Kbh | . | S42 | . | T008 | 0 | 0
DK_CA_Kbh | . | S42 | . | T009 | 0 | 0
DK_CA_Kbh | . | S42 | . | T010 | 0 | 0
DK_CA_Kbh | . | S42 | . | T011 | 0 | 0
DK_CA_Kbh | . | S42 | . | T012 | 0.03 | 1.2774
DK_CA_Kbh | . | S42 | . | T013 | 0.03 | 1.2774
DK_CA_Kbh | . | S42 | . | T014 | 0.03 | 1.2774
DK_CA_Kbh | . | S42 | . | T015 | 0.06 | 2.5548
DK_CA_Kbh | . | S42 | . | T016 | 0.12 | 5.1097
DK_CA_Kbh | . | S42 | . | T017 | 0.12 | 5.1097
DK_CA_Kbh | . | S42 | . | T018 | 0.19 | 8.0903
DK_CA_Kbh | . | S42 | . | T019 | 0.19 | 8.0903
DK_CA_Kbh | . | S42 | . | T020 | 0.3 | 12.7742
DK_CA_Kbh | . | S42 | . | T021 | 0.42 | 17.8839
DK_CA_Kbh | . | S42 | . | T022 | 0.42 | 17.8839
DK_CA_Kbh | . | S42 | . | T023 | 0.3 | 12.7742
DK_CA_Kbh | . | S42 | . | T024 | 0.3 | 12.7742
DK_CA_Kbh | . | S42 | . | T025 | 0.3 | 12.7742
DK_CA_Kbh | . | S42 | . | T026 | 0.3 | 12.7742
DK_CA_Kbh | . | S42 | . | T027 | 0.3 | 12.7742
DK_CA_Kbh | . | S42 | . | T028 | 0.19 | 8.0903
DK_CA_Kbh | . | S42 | . | T029 | 0.19 | 8.0903
DK_CA_Kbh | . | S42 | . | T030 | 0.3 | 12.7742
DK_CA_Kbh | . | S42 | . | T031 | 0.42 | 17.8839
DK_CA_Kbh | . | S42 | . | T032 | 0.3 | 12.7742
DK_CA_Kbh | . | S42 | . | T033 | 0.19 | 8.0903
DK_CA_Kbh | . | S42 | . | T034 | 0.19 | 8.0903
DK_CA_Kbh | . | S42 | . | T035 | 0.12 | 5.1097
DK_CA_Kbh | . | S42 | . | T036 | 0.06 | 2.5548
DK_CA_Kbh | . | S42 | . | T037 | 0.06 | 2.5548
DK_CA_Kbh | . | S42 | . | T038 | 0.06 | 2.5548
DK_CA_Kbh | . | S42 | . | T039 | 0.06 | 2.5548
DK_CA_Kbh | . | S42 | . | T040 | 0.06 | 2.5548
DK_CA_Kbh | . | S42 | . | T041 | 0.12 | 5.1097
DK_CA_Kbh | . | S42 | . | T042 | 0.06 | 2.5548
DK_CA_Kbh | . | S42 | . | T043 | 0.06 | 2.5548
DK_CA_Kbh | . | S42 | . | T044 | 0.06 | 2.5548
DK_CA_Kbh | . | S42 | . | T045 | 0.06 | 2.5548
DK_CA_Kbh | . | S42 | . | T046 | 0.06 | 2.5548
DK_CA_Kbh | . | S42 | . | T047 | 0.06 | 2.5548
DK_CA_Kbh | . | S42 | . | T048 | 0.06 | 2.5548
DK_CA_Kbh | . | S42 | . | T049 | 0.06 | 2.5548
DK_CA_Kbh | . | S42 | . | T050 | 0.06 | 2.5548
DK_CA_Kbh | . | S42 | . | T051 | 0.12 | 5.1097
DK_CA_Kbh | . | S42 | . | T052 | 0.12 | 5.1097
DK_CA_Kbh | . | S42 | . | T053 | 0.12 | 5.1097
DK_CA_Kbh | . | S42 | . | T054 | 0.12 | 5.1097
DK_CA_Kbh | . | S42 | . | T055 | 0.12 | 5.1097
DK_CA_Kbh | . | S42 | . | T056 | 0.19 | 8.0903
DK_CA_Kbh | . | S42 | . | T057 | 0.12 | 5.1097
DK_CA_Kbh | . | S42 | . | T058 | 0.12 | 5.1097
DK_CA_Kbh | . | S42 | . | T059 | 0.12 | 5.1097
DK_CA_Kbh | . | S42 | . | T060 | 0.06 | 2.5548
DK_CA_Kbh | . | S42 | . | T061 | 0.06 | 2.5548
DK_CA_Kbh | . | S42 | . | T062 | 0.12 | 5.1097
DK_CA_Kbh | . | S42 | . | T063 | 0.12 | 5.1097
DK_CA_Kbh | . | S42 | . | T064 | 0.12 | 5.1097
DK_CA_Kbh | . | S42 | . | T065 | 0.12 | 5.1097
DK_CA_Kbh | . | S42 | . | T066 | 0.12 | 5.1097
DK_CA_Kbh | . | S42 | . | T067 | 0.12 | 5.1097
DK_CA_Kbh | . | S42 | . | T068 | 0.12 | 5.1097
DK_CA_Kbh | . | S42 | . | T069 | 0.12 | 5.1097
DK_CA_Kbh | . | S42 | . | T070 | 0.12 | 5.1097
DK_CA_Kbh | . | S42 | . | T071 | 0.19 | 8.0903
DK_CA_Kbh | . | S42 | . | T072 | 0.19 | 8.0903
DK_CA_Kbh | . | S42 | . | T073 | 0.12 | 5.1097
DK_CA_Kbh | . | S42 | . | T074 | 0.12 | 5.1097
DK_CA_Kbh | . | S42 | . | T075 | 0.12 | 5.1097
DK_CA_Kbh | . | S42 | . | T076 | 0.12 | 5.1097
DK_CA_Kbh | . | S42 | . | T077 | 0.06 | 2.5548
DK_CA_Kbh | . | S42 | . | T078 | 0.06 | 2.5548
DK_CA_Kbh | . | S42 | . | T079 | 0.06 | 2.5548
DK_CA_Kbh | . | S42 | . | T080 | 0.03 | 1.2774
DK_CA_Kbh | . | S42 | . | T081 | 0.03 | 1.2774
DK_CA_Kbh | . | S42 | . | T082 | 0 | 0
DK_CA_Kbh | . | S42 | . | T083 | 0 | 0
DK_CA_Kbh | . | S42 | . | T084 | 0 | 0
DK_CA_Kbh | . | S42 | . | T085 | 0 | 0
DK_CA_Kbh | . | S42 | . | T086 | 0 | 0
DK_CA_Kbh | . | S42 | . | T087 | 0 | 0
DK_CA_Kbh | . | S42 | . | T088 | 0 | 0
DK_CA_Kbh | . | S42 | . | T089 | 0 | 0
DK_CA_Kbh | . | S42 | . | T090 | 0 | 0
DK_CA_Kbh | . | S42 | . | T091 | 0 | 0
DK_CA_Kbh | . | S42 | . | T092 | 0 | 0
DK_CA_Kbh | . | S42 | . | T093 | 0 | 0
DK_CA_Kbh | . | S42 | . | T094 | 0 | 0
DK_CA_Kbh | . | S42 | . | T095 | 0 | 0
DK_CA_Kbh | . | S42 | . | T096 | 0.03 | 1.2774
DK_CA_Kbh | . | S42 | . | T097 | 0.03 | 1.2774
DK_CA_Kbh | . | S42 | . | T098 | 0.06 | 2.5548
DK_CA_Kbh | . | S42 | . | T099 | 0.06 | 2.5548
DK_CA_Kbh | . | S42 | . | T100 | 0.06 | 2.5548
DK_CA_Kbh | . | S42 | . | T101 | 0.06 | 2.5548
DK_CA_Kbh | . | S42 | . | T102 | 0.12 | 5.1097
DK_CA_Kbh | . | S42 | . | T103 | 0.12 | 5.1097
DK_CA_Kbh | . | S42 | . | T104 | 0.3 | 12.7742
DK_CA_Kbh | . | S42 | . | T105 | 0.42 | 17.8839
DK_CA_Kbh | . | S42 | . | T106 | 0.3 | 12.7742
DK_CA_Kbh | . | S42 | . | T107 | 0.19 | 8.0903
DK_CA_Kbh | . | S42 | . | T108 | 0.19 | 8.0903
DK_CA_Kbh | . | S42 | . | T109 | 0.19 | 8.0903
DK_CA_Kbh | . | S42 | . | T110 | 0.12 | 5.1097
DK_CA_Kbh | . | S42 | . | T111 | 0.19 | 8.0903
DK_CA_Kbh | . | S42 | . | T112 | 0.19 | 8.0903
DK_CA_Kbh | . | S42 | . | T113 | 0.19 | 8.0903
DK_CA_Kbh | . | S42 | . | T114 | 0.19 | 8.0903
DK_CA_Kbh | . | S42 | . | T115 | 0.3 | 12.7742
DK_CA_Kbh | . | S42 | . | T116 | 0.3 | 12.7742
DK_CA_Kbh | . | S42 | . | T117 | 0.3 | 12.7742
DK_CA_Kbh | . | S42 | . | T118 | 0.3 | 12.7742
DK_CA_Kbh | . | S42 | . | T119 | 0.3 | 12.7742
DK_CA_Kbh | . | S42 | . | T120 | 0.19 | 8.0903
DK_CA_Kbh | . | S42 | . | T121 | 0.19 | 8.0903
DK_CA_Kbh | . | S42 | . | T122 | 0.19 | 8.0903
DK_CA_Kbh | . | S42 | . | T123 | 0.19 | 8.0903
DK_CA_Kbh | . | S42 | . | T124 | 0.19 | 8.0903
DK_CA_Kbh | . | S42 | . | T125 | 0.19 | 8.0903
DK_CA_Kbh | . | S42 | . | T126 | 0.19 | 8.0903
DK_CA_Kbh | . | S42 | . | T127 | 0.19 | 8.0903
DK_CA_Kbh | . | S42 | . | T128 | 0.19 | 8.0903
DK_CA_Kbh | . | S42 | . | T129 | 0.19 | 8.0903
DK_CA_Kbh | . | S42 | . | T130 | 0.19 | 8.0903
DK_CA_Kbh | . | S42 | . | T131 | 0.3 | 12.7742
DK_CA_Kbh | . | S42 | . | T132 | 0.3 | 12.7742
DK_CA_Kbh | . | S42 | . | T133 | 0.19 | 8.0903
DK_CA_Kbh | . | S42 | . | T134 | 0.19 | 8.0903
DK_CA_Kbh | . | S42 | . | T135 | 0.12 | 5.1097
DK_CA_Kbh | . | S42 | . | T136 | 0.12 | 5.1097
DK_CA_Kbh | . | S42 | . | T137 | 0.12 | 5.1097
DK_CA_Kbh | . | S42 | . | T138 | 0.19 | 8.0903
DK_CA_Kbh | . | S42 | . | T139 | 0.3 | 12.7742
DK_CA_Kbh | . | S42 | . | T140 | 0.3 | 12.7742
DK_CA_Kbh | . | S42 | . | T141 | 0.3 | 12.7742
DK_CA_Kbh | . | S42 | . | T142 | 0.3 | 12.7742
DK_CA_Kbh | . | S42 | . | T143 | 0.19 | 8.0903
DK_CA_Kbh | . | S42 | . | T144 | 0.19 | 8.0903
DK_CA_Kbh | . | S42 | . | T145 | 0.19 | 8.0903
DK_CA_Kbh | . | S42 | . | T146 | 0.19 | 8.0903
DK_CA_Kbh | . | S42 | . | T147 | 0.19 | 8.0903
DK_CA_Kbh | . | S42 | . | T148 | 0.19 | 8.0903
DK_CA_Kbh | . | S42 | . | T149 | 0.19 | 8.0903
DK_CA_Kbh | . | S42 | . | T150 | 0.19 | 8.0903
DK_CA_Kbh | . | S42 | . | T151 | 0.19 | 8.0903
DK_CA_Kbh | . | S42 | . | T152 | 0.42 | 17.8839
DK_CA_Kbh | . | S42 | . | T153 | 0.3 | 12.7742
DK_CA_Kbh | . | S42 | . | T154 | 0.3 | 12.7742
DK_CA_Kbh | . | S42 | . | T155 | 0.3 | 12.7742
DK_CA_Kbh | . | S42 | . | T156 | 0.3 | 12.7742
DK_CA_Kbh | . | S42 | . | T157 | 0.3 | 12.7742
DK_CA_Kbh | . | S42 | . | T158 | 0.3 | 12.7742
DK_CA_Kbh | . | S42 | . | T159 | 0.3 | 12.7742
DK_CA_Kbh | . | S42 | . | T160 | 0.42 | 17.8839
DK_CA_Kbh | . | S42 | . | T161 | 0.42 | 17.8839
DK_CA_Kbh | . | S42 | . | T162 | 0.42 | 17.8839
DK_CA_Kbh | . | S42 | . | T163 | 0.42 | 17.8839
DK_CA_Kbh | . | S42 | . | T164 | 0.42 | 17.8839
DK_CA_Kbh | . | S42 | . | T165 | 0.42 | 17.8839
DK_CA_Kbh | . | S42 | . | T166 | 0.42 | 17.8839
DK_CA_Kbh | . | S42 | . | T167 | 0.42 | 17.8839
DK_CA_Kbh | . | S42 | . | T168 | 0.42 | 17.8839
DK_CA_Kbh | . | S43 | . | T001 | 0.42 | 17.8839
DK_CA_Kbh | . | S43 | . | T002 | 0.42 | 17.8839
DK_CA_Kbh | . | S43 | . | T003 | 0.3 | 12.7742
DK_CA_Kbh | . | S43 | . | T004 | 0.3 | 12.7742
DK_CA_Kbh | . | S43 | . | T005 | 0.42 | 17.8839
DK_CA_Kbh | . | S43 | . | T006 | 0.42 | 17.8839
DK_CA_Kbh | . | S43 | . | T007 | 0.42 | 17.8839
DK_CA_Kbh | . | S43 | . | T008 | 0.42 | 17.8839
DK_CA_Kbh | . | S43 | . | T009 | 0.42 | 17.8839
DK_CA_Kbh | . | S43 | . | T010 | 0.42 | 17.8839
DK_CA_Kbh | . | S43 | . | T011 | 0.42 | 17.8839
DK_CA_Kbh | . | S43 | . | T012 | 0.3 | 12.7742
DK_CA_Kbh | . | S43 | . | T013 | 0.3 | 12.7742
DK_CA_Kbh | . | S43 | . | T014 | 0.3 | 12.7742
DK_CA_Kbh | . | S43 | . | T015 | 0.42 | 17.8839
DK_CA_Kbh | . | S43 | . | T016 | 0.42 | 17.8839
DK_CA_Kbh | . | S43 | . | T017 | 0.42 | 17.8839
DK_CA_Kbh | . | S43 | . | T018 | 0.42 | 17.8839
DK_CA_Kbh | . | S43 | . | T019 | 0.42 | 17.8839
DK_CA_Kbh | . | S43 | . | T020 | 0.42 | 17.8839
DK_CA_Kbh | . | S43 | . | T021 | 0.42 | 17.8839
DK_CA_Kbh | . | S43 | . | T022 | 0.3 | 12.7742
DK_CA_Kbh | . | S43 | . | T023 | 0.3 | 12.7742
DK_CA_Kbh | . | S43 | . | T024 | 0.3 | 12.7742
DK_CA_Kbh | . | S43 | . | T025 | 0.3 | 12.7742
DK_CA_Kbh | . | S43 | . | T026 | 0.3 | 12.7742
DK_CA_Kbh | . | S43 | . | T027 | 0.19 | 8.0903
DK_CA_Kbh | . | S43 | . | T028 | 0.19 | 8.0903
DK_CA_Kbh | . | S43 | . | T029 | 0.19 | 8.0903
DK_CA_Kbh | . | S43 | . | T030 | 0.19 | 8.0903
DK_CA_Kbh | . | S43 | . | T031 | 0.19 | 8.0903
DK_CA_Kbh | . | S43 | . | T032 | 0.3 | 12.7742
DK_CA_Kbh | . | S43 | . | T033 | 0.3 | 12.7742
DK_CA_Kbh | . | S43 | . | T034 | 0.19 | 8.0903
DK_CA_Kbh | . | S43 | . | T035 | 0.12 | 5.1097
DK_CA_Kbh | . | S43 | . | T036 | 0.06 | 2.5548
DK_CA_Kbh | . | S43 | . | T037 | 0.06 | 2.5548
DK_CA_Kbh | . | S43 | . | T038 | 0.06 | 2.5548
DK_CA_Kbh | . | S43 | . | T039 | 0.06 | 2.5548
DK_CA_Kbh | . | S43 | . | T040 | 0.12 | 5.1097
DK_CA_Kbh | . | S43 | . | T041 | 0.12 | 5.1097
DK_CA_Kbh | . | S43 | . | T042 | 0.12 | 5.1097
DK_CA_Kbh | . | S43 | . | T043 | 0.12 | 5.1097
DK_CA_Kbh | . | S43 | . | T044 | 0.12 | 5.1097
DK_CA_Kbh | . | S43 | . | T045 | 0.12 | 5.1097
DK_CA_Kbh | . | S43 | . | T046 | 0.12 | 5.1097
DK_CA_Kbh | . | S43 | . | T047 | 0.12 | 5.1097
DK_CA_Kbh | . | S43 | . | T048 | 0.12 | 5.1097
DK_CA_Kbh | . | S43 | . | T049 | 0.12 | 5.1097
DK_CA_Kbh | . | S43 | . | T050 | 0.12 | 5.1097
DK_CA_Kbh | . | S43 | . | T051 | 0.12 | 5.1097
DK_CA_Kbh | . | S43 | . | T052 | 0.12 | 5.1097
DK_CA_Kbh | . | S43 | . | T053 | 0.19 | 8.0903
DK_CA_Kbh | . | S43 | . | T054 | 0.3 | 12.7742
DK_CA_Kbh | . | S43 | . | T055 | 0.42 | 17.8839
DK_CA_Kbh | . | S43 | . | T056 | 0.42 | 17.8839
DK_CA_Kbh | . | S43 | . | T057 | 0.3 | 12.7742
DK_CA_Kbh | . | S43 | . | T058 | 0.3 | 12.7742
DK_CA_Kbh | . | S43 | . | T059 | 0.42 | 17.8839
DK_CA_Kbh | . | S43 | . | T060 | 0.42 | 17.8839
DK_CA_Kbh | . | S43 | . | T061 | 0.42 | 17.8839
DK_CA_Kbh | . | S43 | . | T062 | 0.3 | 12.7742
DK_CA_Kbh | . | S43 | . | T063 | 0.19 | 8.0903
DK_CA_Kbh | . | S43 | . | T064 | 0.19 | 8.0903
DK_CA_Kbh | . | S43 | . | T065 | 0.3 | 12.7742
DK_CA_Kbh | . | S43 | . | T066 | 0.3 | 12.7742
DK_CA_Kbh | . | S43 | . | T067 | 0.42 | 17.8839
DK_CA_Kbh | . | S43 | . | T068 | 0.57 | 24.271
DK_CA_Kbh | . | S43 | . | T069 | 0.57 | 24.271
DK_CA_Kbh | . | S43 | . | T070 | 0.57 | 24.271
DK_CA_Kbh | . | S43 | . | T071 | 0.57 | 24.271
DK_CA_Kbh | . | S43 | . | T072 | 0.57 | 24.271
DK_CA_Kbh | . | S43 | . | T073 | 0.57 | 24.271
DK_CA_Kbh | . | S43 | . | T074 | 0.57 | 24.271
DK_CA_Kbh | . | S43 | . | T075 | 0.72 | 30.658
DK_CA_Kbh | . | S43 | . | T076 | 0.57 | 24.271
DK_CA_Kbh | . | S43 | . | T077 | 0.57 | 24.271
DK_CA_Kbh | . | S43 | . | T078 | 0.57 | 24.271
DK_CA_Kbh | . | S43 | . | T079 | 0.57 | 24.271
DK_CA_Kbh | . | S43 | . | T080 | 0.57 | 24.271
DK_CA_Kbh | . | S43 | . | T081 | 0.57 | 24.271
DK_CA_Kbh | . | S43 | . | T082 | 0.57 | 24.271
DK_CA_Kbh | . | S43 | . | T083 | 0.72 | 30.658
DK_CA_Kbh | . | S43 | . | T084 | 0.57 | 24.271
DK_CA_Kbh | . | S43 | . | T085 | 0.57 | 24.271
DK_CA_Kbh | . | S43 | . | T086 | 0.57 | 24.271
DK_CA_Kbh | . | S43 | . | T087 | 0.57 | 24.271
DK_CA_Kbh | . | S43 | . | T088 | 0.72 | 30.658
DK_CA_Kbh | . | S43 | . | T089 | 0.72 | 30.658
DK_CA_Kbh | . | S43 | . | T090 | 0.57 | 24.271
DK_CA_Kbh | . | S43 | . | T091 | 0.57 | 24.271
DK_CA_Kbh | . | S43 | . | T092 | 0.42 | 17.8839
DK_CA_Kbh | . | S43 | . | T093 | 0.42 | 17.8839
DK_CA_Kbh | . | S43 | . | T094 | 0.42 | 17.8839
DK_CA_Kbh | . | S43 | . | T095 | 0.42 | 17.8839
DK_CA_Kbh | . | S43 | . | T096 | 0.3 | 12.7742
DK_CA_Kbh | . | S43 | . | T097 | 0.3 | 12.7742
DK_CA_Kbh | . | S43 | . | T098 | 0.3 | 12.7742
DK_CA_Kbh | . | S43 | . | T099 | 0.3 | 12.7742
DK_CA_Kbh | . | S43 | . | T100 | 0.19 | 8.0903
DK_CA_Kbh | . | S43 | . | T101 | 0.12 | 5.1097
DK_CA_Kbh | . | S43 | . | T102 | 0.12 | 5.1097
DK_CA_Kbh | . | S43 | . | T103 | 0.12 | 5.1097
DK_CA_Kbh | . | S43 | . | T104 | 0.12 | 5.1097
DK_CA_Kbh | . | S43 | . | T105 | 0.06 | 2.5548
DK_CA_Kbh | . | S43 | . | T106 | 0.06 | 2.5548
DK_CA_Kbh | . | S43 | . | T107 | 0.03 | 1.2774
DK_CA_Kbh | . | S43 | . | T108 | 0.03 | 1.2774
DK_CA_Kbh | . | S43 | . | T109 | 0.03 | 1.2774
DK_CA_Kbh | . | S43 | . | T110 | 0.03 | 1.2774
DK_CA_Kbh | . | S43 | . | T111 | 0.03 | 1.2774
DK_CA_Kbh | . | S43 | . | T112 | 0.06 | 2.5548
DK_CA_Kbh | . | S43 | . | T113 | 0.06 | 2.5548
DK_CA_Kbh | . | S43 | . | T114 | 0.06 | 2.5548
DK_CA_Kbh | . | S43 | . | T115 | 0.12 | 5.1097
DK_CA_Kbh | . | S43 | . | T116 | 0.06 | 2.5548
DK_CA_Kbh | . | S43 | . | T117 | 0.06 | 2.5548
DK_CA_Kbh | . | S43 | . | T118 | 0.12 | 5.1097
DK_CA_Kbh | . | S43 | . | T119 | 0.12 | 5.1097
DK_CA_Kbh | . | S43 | . | T120 | 0.12 | 5.1097
DK_CA_Kbh | . | S43 | . | T121 | 0.19 | 8.0903
DK_CA_Kbh | . | S43 | . | T122 | 0.19 | 8.0903
DK_CA_Kbh | . | S43 | . | T123 | 0.19 | 8.0903
DK_CA_Kbh | . | S43 | . | T124 | 0.3 | 12.7742
DK_CA_Kbh | . | S43 | . | T125 | 0.3 | 12.7742
DK_CA_Kbh | . | S43 | . | T126 | 0.42 | 17.8839
DK_CA_Kbh | . | S43 | . | T127 | 0.42 | 17.8839
DK_CA_Kbh | . | S43 | . | T128 | 0.3 | 12.7742
DK_CA_Kbh | . | S43 | . | T129 | 0.3 | 12.7742
DK_CA_Kbh | . | S43 | . | T130 | 0.3 | 12.7742
DK_CA_Kbh | . | S43 | . | T131 | 0.42 | 17.8839
DK_CA_Kbh | . | S43 | . | T132 | 0.42 | 17.8839
DK_CA_Kbh | . | S43 | . | T133 | 0.57 | 24.271
DK_CA_Kbh | . | S43 | . | T134 | 0.57 | 24.271
DK_CA_Kbh | . | S43 | . | T135 | 0.57 | 24.271
DK_CA_Kbh | . | S43 | . | T136 | 0.72 | 30.658
DK_CA_Kbh | . | S43 | . | T137 | 0.57 | 24.271
DK_CA_Kbh | . | S43 | . | T138 | 0.72 | 30.658
DK_CA_Kbh | . | S43 | . | T139 | 0.72 | 30.658
DK_CA_Kbh | . | S43 | . | T140 | 0.72 | 30.658
DK_CA_Kbh | . | S43 | . | T141 | 0.72 | 30.658
DK_CA_Kbh | . | S43 | . | T142 | 0.72 | 30.658
DK_CA_Kbh | . | S43 | . | T143 | 0.85 | 36.1935
DK_CA_Kbh | . | S43 | . | T144 | 0.85 | 36.1935
DK_CA_Kbh | . | S43 | . | T145 | 0.72 | 30.658
DK_CA_Kbh | . | S43 | . | T146 | 0.85 | 36.1935
DK_CA_Kbh | . | S43 | . | T147 | 0.72 | 30.658
DK_CA_Kbh | . | S43 | . | T148 | 0.72 | 30.658
DK_CA_Kbh | . | S43 | . | T149 | 0.72 | 30.658
DK_CA_Kbh | . | S43 | . | T150 | 0.72 | 30.658
DK_CA_Kbh | . | S43 | . | T151 | 0.57 | 24.271
DK_CA_Kbh | . | S43 | . | T152 | 0.72 | 30.658
DK_CA_Kbh | . | S43 | . | T153 | 0.72 | 30.658
DK_CA_Kbh | . | S43 | . | T154 | 0.72 | 30.658
DK_CA_Kbh | . | S43 | . | T155 | 0.72 | 30.658
DK_CA_Kbh | . | S43 | . | T156 | 0.57 | 24.271
DK_CA_Kbh | . | S43 | . | T157 | 0.57 | 24.271
DK_CA_Kbh | . | S43 | . | T158 | 0.42 | 17.8839
DK_CA_Kbh | . | S43 | . | T159 | 0.3 | 12.7742
DK_CA_Kbh | . | S43 | . | T160 | 0.3 | 12.7742
DK_CA_Kbh | . | S43 | . | T161 | 0.42 | 17.8839
DK_CA_Kbh | . | S43 | . | T162 | 0.42 | 17.8839
DK_CA_Kbh | . | S43 | . | T163 | 0.57 | 24.271
DK_CA_Kbh | . | S43 | . | T164 | 0.57 | 24.271
DK_CA_Kbh | . | S43 | . | T165 | 0.57 | 24.271
DK_CA_Kbh | . | S43 | . | T166 | 0.57 | 24.271
DK_CA_Kbh | . | S43 | . | T167 | 0.57 | 24.271
DK_CA_Kbh | . | S43 | . | T168 | 0.72 | 30.658
DK_CA_Kbh | . | S44 | . | T001 | 0.72 | 30.658
DK_CA_Kbh | . | S44 | . | T002 | 0.85 | 36.1935
DK_CA_Kbh | . | S44 | . | T003 | 0.85 | 36.1935
DK_CA_Kbh | . | S44 | . | T004 | 0.85 | 36.1935
DK_CA_Kbh | . | S44 | . | T005 | 0.95 | 40.4516
DK_CA_Kbh | . | S44 | . | T006 | 0.95 | 40.4516
DK_CA_Kbh | . | S44 | . | T007 | 0.99 | 42.1548
DK_CA_Kbh | . | S44 | . | T008 | 0.99 | 42.1548
DK_CA_Kbh | . | S44 | . | T009 | 0.99 | 42.1548
DK_CA_Kbh | . | S44 | . | T010 | 0.99 | 42.1548
DK_CA_Kbh | . | S44 | . | T011 | 1 | 42.5806
DK_CA_Kbh | . | S44 | . | T012 | 1 | 42.5806
DK_CA_Kbh | . | S44 | . | T013 | 1 | 42.5806
DK_CA_Kbh | . | S44 | . | T014 | 1 | 42.5806
DK_CA_Kbh | . | S44 | . | T015 | 1 | 42.5806
DK_CA_Kbh | . | S44 | . | T016 | 0.99 | 42.1548
DK_CA_Kbh | . | S44 | . | T017 | 0.99 | 42.1548
DK_CA_Kbh | . | S44 | . | T018 | 0.99 | 42.1548
DK_CA_Kbh | . | S44 | . | T019 | 0.95 | 40.4516
DK_CA_Kbh | . | S44 | . | T020 | 0.95 | 40.4516
DK_CA_Kbh | . | S44 | . | T021 | 0.95 | 40.4516
DK_CA_Kbh | . | S44 | . | T022 | 0.85 | 36.1935
DK_CA_Kbh | . | S44 | . | T023 | 0.72 | 30.658
DK_CA_Kbh | . | S44 | . | T024 | 0.72 | 30.658
DK_CA_Kbh | . | S44 | . | T025 | 0.72 | 30.658
DK_CA_Kbh | . | S44 | . | T026 | 0.72 | 30.658
DK_CA_Kbh | . | S44 | . | T027 | 0.72 | 30.658
DK_CA_Kbh | . | S44 | . | T028 | 0.72 | 30.658
DK_CA_Kbh | . | S44 | . | T029 | 0.72 | 30.658
DK_CA_Kbh | . | S44 | . | T030 | 0.85 | 36.1935
DK_CA_Kbh | . | S44 | . | T031 | 0.85 | 36.1935
DK_CA_Kbh | . | S44 | . | T032 | 0.85 | 36.1935
DK_CA_Kbh | . | S44 | . | T033 | 0.85 | 36.1935
DK_CA_Kbh | . | S44 | . | T034 | 0.72 | 30.658
DK_CA_Kbh | . | S44 | . | T035 | 0.72 | 30.658
DK_CA_Kbh | . | S44 | . | T036 | 0.57 | 24.271
DK_CA_Kbh | . | S44 | . | T037 | 0.57 | 24.271
DK_CA_Kbh | . | S44 | . | T038 | 0.57 | 24.271
DK_CA_Kbh | . | S44 | . | T039 | 0.72 | 30.658
DK_CA_Kbh | . | S44 | . | T040 | 0.72 | 30.658
DK_CA_Kbh | . | S44 | . | T041 | 0.85 | 36.1935
DK_CA_Kbh | . | S44 | . | T042 | 0.95 | 40.4516
DK_CA_Kbh | . | S44 | . | T043 | 0.99 | 42.1548
DK_CA_Kbh | . | S44 | . | T044 | 1 | 42.5806
DK_CA_Kbh | . | S44 | . | T045 | 1 | 42.5806
DK_CA_Kbh | . | S44 | . | T046 | 1 | 42.5806
DK_CA_Kbh | . | S44 | . | T047 | 1 | 42.5806
DK_CA_Kbh | . | S44 | . | T048 | 1 | 42.5806
DK_CA_Kbh | . | S44 | . | T049 | 1 | 42.5806
DK_CA_Kbh | . | S44 | . | T050 | 1 | 42.5806
DK_CA_Kbh | . | S44 | . | T051 | 1 | 42.5806
DK_CA_Kbh | . | S44 | . | T052 | 1 | 42.5806
DK_CA_Kbh | . | S44 | . | T053 | 1 | 42.5806
DK_CA_Kbh | . | S44 | . | T054 | 1 | 42.5806
DK_CA_Kbh | . | S44 | . | T055 | 1 | 42.5806
DK_CA_Kbh | . | S44 | . | T056 | 0.99 | 42.1548
DK_CA_Kbh | . | S44 | . | T057 | 0.99 | 42.1548
DK_CA_Kbh | . | S44 | . | T058 | 0.99 | 42.1548
DK_CA_Kbh | . | S44 | . | T059 | 0.99 | 42.1548
DK_CA_Kbh | . | S44 | . | T060 | 0.95 | 40.4516
DK_CA_Kbh | . | S44 | . | T061 | 0.95 | 40.4516
DK_CA_Kbh | . | S44 | . | T062 | 0.85 | 36.1935
DK_CA_Kbh | . | S44 | . | T063 | 0.85 | 36.1935
DK_CA_Kbh | . | S44 | . | T064 | 0.85 | 36.1935
DK_CA_Kbh | . | S44 | . | T065 | 0.85 | 36.1935
DK_CA_Kbh | . | S44 | . | T066 | 0.85 | 36.1935
DK_CA_Kbh | . | S44 | . | T067 | 0.85 | 36.1935
DK_CA_Kbh | . | S44 | . | T068 | 0.72 | 30.658
DK_CA_Kbh | . | S44 | . | T069 | 0.85 | 36.1935
DK_CA_Kbh | . | S44 | . | T070 | 0.85 | 36.1935
DK_CA_Kbh | . | S44 | . | T071 | 0.95 | 40.4516
DK_CA_Kbh | . | S44 | . | T072 | 0.99 | 42.1548
DK_CA_Kbh | . | S44 | . | T073 | 1 | 42.5806
DK_CA_Kbh | . | S44 | . | T074 | 1 | 42.5806
DK_CA_Kbh | . | S44 | . | T075 | 1 | 42.5806
DK_CA_Kbh | . | S44 | . | T076 | 1 | 42.5806
DK_CA_Kbh | . | S44 | . | T077 | 1 | 42.5806
DK_CA_Kbh | . | S44 | . | T078 | 1 | 42.5806
DK_CA_Kbh | . | S44 | . | T079 | 1 | 42.5806
DK_CA_Kbh | . | S44 | . | T080 | 1 | 42.5806
DK_CA_Kbh | . | S44 | . | T081 | 1 | 42.5806
DK_CA_Kbh | . | S44 | . | T082 | 1 | 42.5806
DK_CA_Kbh | . | S44 | . | T083 | 1 | 42.5806
DK_CA_Kbh | . | S44 | . | T084 | 1 | 42.5806
DK_CA_Kbh | . | S44 | . | T085 | 1 | 42.5806
DK_CA_Kbh | . | S44 | . | T086 | 1 | 42.5806
DK_CA_Kbh | . | S44 | . | T087 | 1 | 42.5806
DK_CA_Kbh | . | S44 | . | T088 | 1 | 42.5806
DK_CA_Kbh | . | S44 | . | T089 | 1 | 42.5806
DK_CA_Kbh | . | S44 | . | T090 | 1 | 42.5806
DK_CA_Kbh | . | S44 | . | T091 | 1 | 42.5806
DK_CA_Kbh | . | S44 | . | T092 | 1 | 42.5806
DK_CA_Kbh | . | S44 | . | T093 | 1 | 42.5806
DK_CA_Kbh | . | S44 | . | T094 | 1 | 42.5806
DK_CA_Kbh | . | S44 | . | T095 | 1 | 42.5806
DK_CA_Kbh | . | S44 | . | T096 | 1 | 42.5806
DK_CA_Kbh | . | S44 | . | T097 | 1 | 42.5806
DK_CA_Kbh | . | S44 | . | T098 | 1 | 42.5806
DK_CA_Kbh | . | S44 | . | T099 | 1 | 42.5806
DK_CA_Kbh | . | S44 | . | T100 | 1 | 42.5806
DK_CA_Kbh | . | S44 | . | T101 | 1 | 42.5806
DK_CA_Kbh | . | S44 | . | T102 | 1 | 42.5806
DK_CA_Kbh | . | S44 | . | T103 | 1 | 42.5806
DK_CA_Kbh | . | S44 | . | T104 | 1 | 42.5806
DK_CA_Kbh | . | S44 | . | T105 | 1 | 42.5806
DK_CA_Kbh | . | S44 | . | T106 | 1 | 42.5806
DK_CA_Kbh | . | S44 | . | T107 | 1 | 42.5806
DK_CA_Kbh | . | S44 | . | T108 | 0.99 | 42.1548
DK_CA_Kbh | . | S44 | . | T109 | 0.95 | 40.4516
DK_CA_Kbh | . | S44 | . | T110 | 0.95 | 40.4516
DK_CA_Kbh | . | S44 | . | T111 | 0.85 | 36.1935
DK_CA_Kbh | . | S44 | . | T112 | 0.85 | 36.1935
DK_CA_Kbh | . | S44 | . | T113 | 0.72 | 30.658
DK_CA_Kbh | . | S44 | . | T114 | 0.72 | 30.658
DK_CA_Kbh | . | S44 | . | T115 | 0.57 | 24.271
DK_CA_Kbh | . | S44 | . | T116 | 0.57 | 24.271
DK_CA_Kbh | . | S44 | . | T117 | 0.57 | 24.271
DK_CA_Kbh | . | S44 | . | T118 | 0.57 | 24.271
DK_CA_Kbh | . | S44 | . | T119 | 0.42 | 17.8839
DK_CA_Kbh | . | S44 | . | T120 | 0.3 | 12.7742
DK_CA_Kbh | . | S44 | . | T121 | 0.19 | 8.0903
DK_CA_Kbh | . | S44 | . | T122 | 0.19 | 8.0903
DK_CA_Kbh | . | S44 | . | T123 | 0.19 | 8.0903
DK_CA_Kbh | . | S44 | . | T124 | 0.19 | 8.0903
DK_CA_Kbh | . | S44 | . | T125 | 0.19 | 8.0903
DK_CA_Kbh | . | S44 | . | T126 | 0.19 | 8.0903
DK_CA_Kbh | . | S44 | . | T127 | 0.19 | 8.0903
DK_CA_Kbh | . | S44 | . | T128 | 0.19 | 8.0903
DK_CA_Kbh | . | S44 | . | T129 | 0.19 | 8.0903
DK_CA_Kbh | . | S44 | . | T130 | 0.3 | 12.7742
DK_CA_Kbh | . | S44 | . | T131 | 0.3 | 12.7742
DK_CA_Kbh | . | S44 | . | T132 | 0.3 | 12.7742
DK_CA_Kbh | . | S44 | . | T133 | 0.3 | 12.7742
DK_CA_Kbh | . | S44 | . | T134 | 0.19 | 8.0903
DK_CA_Kbh | . | S44 | . | T135 | 0.19 | 8.0903
DK_CA_Kbh | . | S44 | . | T136 | 0.19 | 8.0903
DK_CA_Kbh | . | S44 | . | T137 | 0.3 | 12.7742
DK_CA_Kbh | . | S44 | . | T138 | 0.42 | 17.8839
DK_CA_Kbh | . | S44 | . | T139 | 0.42 | 17.8839
DK_CA_Kbh | . | S44 | . | T140 | 0.42 | 17.8839
DK_CA_Kbh | . | S44 | . | T141 | 0.3 | 12.7742
DK_CA_Kbh | . | S44 | . | T142 | 0.42 | 17.8839
DK_CA_Kbh | . | S44 | . | T143 | 0.42 | 17.8839
DK_CA_Kbh | . | S44 | . | T144 | 0.42 | 17.8839
DK_CA_Kbh | . | S44 | . | T145 | 0.42 | 17.8839
DK_CA_Kbh | . | S44 | . | T146 | 0.42 | 17.8839
DK_CA_Kbh | . | S44 | . | T147 | 0.57 | 24.271
DK_CA_Kbh | . | S44 | . | T148 | 0.72 | 30.658
DK_CA_Kbh | . | S44 | . | T149 | 0.72 | 30.658
DK_CA_Kbh | . | S44 | . | T150 | 0.85 | 36.1935
DK_CA_Kbh | . | S44 | . | T151 | 0.72 | 30.658
DK_CA_Kbh | . | S44 | . | T152 | 0.72 | 30.658
DK_CA_Kbh | . | S44 | . | T153 | 0.72 | 30.658
DK_CA_Kbh | . | S44 | . | T154 | 0.57 | 24.271
DK_CA_Kbh | . | S44 | . | T155 | 0.57 | 24.271
DK_CA_Kbh | . | S44 | . | T156 | 0.57 | 24.271
DK_CA_Kbh | . | S44 | . | T157 | 0.57 | 24.271
DK_CA_Kbh | . | S44 | . | T158 | 0.57 | 24.271
DK_CA_Kbh | . | S44 | . | T159 | 0.72 | 30.658
DK_CA_Kbh | . | S44 | . | T160 | 0.72 | 30.658
DK_CA_Kbh | . | S44 | . | T161 | 0.72 | 30.658
DK_CA_Kbh | . | S44 | . | T162 | 0.57 | 24.271
DK_CA_Kbh | . | S44 | . | T163 | 0.57 | 24.271
DK_CA_Kbh | . | S44 | . | T164 | 0.57 | 24.271
DK_CA_Kbh | . | S44 | . | T165 | 0.57 | 24.271
DK_CA_Kbh | . | S44 | . | T166 | 0.57 | 24.271
DK_CA_Kbh | . | S44 | . | T167 | 0.42 | 17.8839
DK_CA_Kbh | . | S44 | . | T168 | 0.42 | 17.8839
DK_CA_Kbh | . | S45 | . | T001 | 0.42 | 17.8839
DK_CA_Kbh | . | S45 | . | T002 | 0.42 | 17.8839
DK_CA_Kbh | . | S45 | . | T003 | 0.42 | 17.8839
DK_CA_Kbh | . | S45 | . | T004 | 0.42 | 17.8839
DK_CA_Kbh | . | S45 | . | T005 | 0.42 | 17.8839
DK_CA_Kbh | . | S45 | . | T006 | 0.42 | 17.8839
DK_CA_Kbh | . | S45 | . | T007 | 0.42 | 17.8839
DK_CA_Kbh | . | S45 | . | T008 | 0.42 | 17.8839
DK_CA_Kbh | . | S45 | . | T009 | 0.57 | 24.271
DK_CA_Kbh | . | S45 | . | T010 | 0.57 | 24.271
DK_CA_Kbh | . | S45 | . | T011 | 0.57 | 24.271
DK_CA_Kbh | . | S45 | . | T012 | 0.72 | 30.658
DK_CA_Kbh | . | S45 | . | T013 | 0.72 | 30.658
DK_CA_Kbh | . | S45 | . | T014 | 0.72 | 30.658
DK_CA_Kbh | . | S45 | . | T015 | 0.85 | 36.1935
DK_CA_Kbh | . | S45 | . | T016 | 0.85 | 36.1935
DK_CA_Kbh | . | S45 | . | T017 | 0.95 | 40.4516
DK_CA_Kbh | . | S45 | . | T018 | 0.99 | 42.1548
DK_CA_Kbh | . | S45 | . | T019 | 0.99 | 42.1548
DK_CA_Kbh | . | S45 | . | T020 | 1 | 42.5806
DK_CA_Kbh | . | S45 | . | T021 | 0.99 | 42.1548
DK_CA_Kbh | . | S45 | . | T022 | 0.95 | 40.4516
DK_CA_Kbh | . | S45 | . | T023 | 0.95 | 40.4516
DK_CA_Kbh | . | S45 | . | T024 | 0.95 | 40.4516
DK_CA_Kbh | . | S45 | . | T025 | 0.95 | 40.4516
DK_CA_Kbh | . | S45 | . | T026 | 0.99 | 42.1548
DK_CA_Kbh | . | S45 | . | T027 | 0.99 | 42.1548
DK_CA_Kbh | . | S45 | . | T028 | 0.99 | 42.1548
DK_CA_Kbh | . | S45 | . | T029 | 0.99 | 42.1548
DK_CA_Kbh | . | S45 | . | T030 | 0.99 | 42.1548
DK_CA_Kbh | . | S45 | . | T031 | 0.99 | 42.1548
DK_CA_Kbh | . | S45 | . | T032 | 0.95 | 40.4516
DK_CA_Kbh | . | S45 | . | T033 | 0.95 | 40.4516
DK_CA_Kbh | . | S45 | . | T034 | 0.85 | 36.1935
DK_CA_Kbh | . | S45 | . | T035 | 0.85 | 36.1935
DK_CA_Kbh | . | S45 | . | T036 | 0.85 | 36.1935
DK_CA_Kbh | . | S45 | . | T037 | 0.72 | 30.658
DK_CA_Kbh | . | S45 | . | T038 | 0.57 | 24.271
DK_CA_Kbh | . | S45 | . | T039 | 0.42 | 17.8839
DK_CA_Kbh | . | S45 | . | T040 | 0.42 | 17.8839
DK_CA_Kbh | . | S45 | . | T041 | 0.42 | 17.8839
DK_CA_Kbh | . | S45 | . | T042 | 0.42 | 17.8839
DK_CA_Kbh | . | S45 | . | T043 | 0.42 | 17.8839
DK_CA_Kbh | . | S45 | . | T044 | 0.42 | 17.8839
DK_CA_Kbh | . | S45 | . | T045 | 0.42 | 17.8839
DK_CA_Kbh | . | S45 | . | T046 | 0.42 | 17.8839
DK_CA_Kbh | . | S45 | . | T047 | 0.3 | 12.7742
DK_CA_Kbh | . | S45 | . | T048 | 0.3 | 12.7742
DK_CA_Kbh | . | S45 | . | T049 | 0.3 | 12.7742
DK_CA_Kbh | . | S45 | . | T050 | 0.42 | 17.8839
DK_CA_Kbh | . | S45 | . | T051 | 0.72 | 30.658
DK_CA_Kbh | . | S45 | . | T052 | 0.99 | 42.1548
DK_CA_Kbh | . | S45 | . | T053 | 1 | 42.5806
DK_CA_Kbh | . | S45 | . | T054 | 1 | 42.5806
DK_CA_Kbh | . | S45 | . | T055 | 1 | 42.5806
DK_CA_Kbh | . | S45 | . | T056 | 1 | 42.5806
DK_CA_Kbh | . | S45 | . | T057 | 1 | 42.5806
DK_CA_Kbh | . | S45 | . | T058 | 0.99 | 42.1548
DK_CA_Kbh | . | S45 | . | T059 | 0.99 | 42.1548
DK_CA_Kbh | . | S45 | . | T060 | 0.85 | 36.1935
DK_CA_Kbh | . | S45 | . | T061 | 0.72 | 30.658
DK_CA_Kbh | . | S45 | . | T062 | 0.72 | 30.658
DK_CA_Kbh | . | S45 | . | T063 | 0.72 | 30.658
DK_CA_Kbh | . | S45 | . | T064 | 0.85 | 36.1935
DK_CA_Kbh | . | S45 | . | T065 | 0.95 | 40.4516
DK_CA_Kbh | . | S45 | . | T066 | 0.99 | 42.1548
DK_CA_Kbh | . | S45 | . | T067 | 0.99 | 42.1548
DK_CA_Kbh | . | S45 | . | T068 | 0.99 | 42.1548
DK_CA_Kbh | . | S45 | . | T069 | 0.99 | 42.1548
DK_CA_Kbh | . | S45 | . | T070 | 0.99 | 42.1548
DK_CA_Kbh | . | S45 | . | T071 | 0.99 | 42.1548
DK_CA_Kbh | . | S45 | . | T072 | 0.95 | 40.4516
DK_CA_Kbh | . | S45 | . | T073 | 0.95 | 40.4516
DK_CA_Kbh | . | S45 | . | T074 | 0.85 | 36.1935
DK_CA_Kbh | . | S45 | . | T075 | 0.72 | 30.658
DK_CA_Kbh | . | S45 | . | T076 | 0.72 | 30.658
DK_CA_Kbh | . | S45 | . | T077 | 0.42 | 17.8839
DK_CA_Kbh | . | S45 | . | T078 | 0.3 | 12.7742
DK_CA_Kbh | . | S45 | . | T079 | 0.19 | 8.0903
DK_CA_Kbh | . | S45 | . | T080 | 0.19 | 8.0903
DK_CA_Kbh | . | S45 | . | T081 | 0.19 | 8.0903
DK_CA_Kbh | . | S45 | . | T082 | 0.19 | 8.0903
DK_CA_Kbh | . | S45 | . | T083 | 0.19 | 8.0903
DK_CA_Kbh | . | S45 | . | T084 | 0.19 | 8.0903
DK_CA_Kbh | . | S45 | . | T085 | 0.3 | 12.7742
DK_CA_Kbh | . | S45 | . | T086 | 0.57 | 24.271
DK_CA_Kbh | . | S45 | . | T087 | 0.85 | 36.1935
DK_CA_Kbh | . | S45 | . | T088 | 0.95 | 40.4516
DK_CA_Kbh | . | S45 | . | T089 | 0.95 | 40.4516
DK_CA_Kbh | . | S45 | . | T090 | 0.85 | 36.1935
DK_CA_Kbh | . | S45 | . | T091 | 0.57 | 24.271
DK_CA_Kbh | . | S45 | . | T092 | 0.57 | 24.271
DK_CA_Kbh | . | S45 | . | T093 | 0.42 | 17.8839
DK_CA_Kbh | . | S45 | . | T094 | 0.42 | 17.8839
DK_CA_Kbh | . | S45 | . | T095 | 0.42 | 17.8839
DK_CA_Kbh | . | S45 | . | T096 | 0.42 | 17.8839
DK_CA_Kbh | . | S45 | . | T097 | 0.42 | 17.8839
DK_CA_Kbh | . | S45 | . | T098 | 0.42 | 17.8839
DK_CA_Kbh | . | S45 | . | T099 | 0.3 | 12.7742
DK_CA_Kbh | . | S45 | . | T100 | 0.19 | 8.0903
DK_CA_Kbh | . | S45 | . | T101 | 0.12 | 5.1097
DK_CA_Kbh | . | S45 | . | T102 | 0.12 | 5.1097
DK_CA_Kbh | . | S45 | . | T103 | 0.03 | 1.2774
DK_CA_Kbh | . | S45 | . | T104 | 0.06 | 2.5548
DK_CA_Kbh | . | S45 | . | T105 | 0.12 | 5.1097
DK_CA_Kbh | . | S45 | . | T106 | 0.19 | 8.0903
DK_CA_Kbh | . | S45 | . | T107 | 0.12 | 5.1097
DK_CA_Kbh | . | S45 | . | T108 | 0.12 | 5.1097
DK_CA_Kbh | . | S45 | . | T109 | 0.19 | 8.0903
DK_CA_Kbh | . | S45 | . | T110 | 0.3 | 12.7742
DK_CA_Kbh | . | S45 | . | T111 | 0.42 | 17.8839
DK_CA_Kbh | . | S45 | . | T112 | 0.42 | 17.8839
DK_CA_Kbh | . | S45 | . | T113 | 0.3 | 12.7742
DK_CA_Kbh | . | S45 | . | T114 | 0.3 | 12.7742
DK_CA_Kbh | . | S45 | . | T115 | 0.19 | 8.0903
DK_CA_Kbh | . | S45 | . | T116 | 0.19 | 8.0903
DK_CA_Kbh | . | S45 | . | T117 | 0.19 | 8.0903
DK_CA_Kbh | . | S45 | . | T118 | 0.42 | 17.8839
DK_CA_Kbh | . | S45 | . | T119 | 0.42 | 17.8839
DK_CA_Kbh | . | S45 | . | T120 | 0.42 | 17.8839
DK_CA_Kbh | . | S45 | . | T121 | 0.57 | 24.271
DK_CA_Kbh | . | S45 | . | T122 | 0.57 | 24.271
DK_CA_Kbh | . | S45 | . | T123 | 0.85 | 36.1935
DK_CA_Kbh | . | S45 | . | T124 | 0.85 | 36.1935
DK_CA_Kbh | . | S45 | . | T125 | 0.95 | 40.4516
DK_CA_Kbh | . | S45 | . | T126 | 0.85 | 36.1935
DK_CA_Kbh | . | S45 | . | T127 | 0.85 | 36.1935
DK_CA_Kbh | . | S45 | . | T128 | 0.95 | 40.4516
DK_CA_Kbh | . | S45 | . | T129 | 0.95 | 40.4516
DK_CA_Kbh | . | S45 | . | T130 | 0.95 | 40.4516
DK_CA_Kbh | . | S45 | . | T131 | 0.85 | 36.1935
DK_CA_Kbh | . | S45 | . | T132 | 0.85 | 36.1935
DK_CA_Kbh | . | S45 | . | T133 | 0.72 | 30.658
DK_CA_Kbh | . | S45 | . | T134 | 0.57 | 24.271
DK_CA_Kbh | . | S45 | . | T135 | 0.42 | 17.8839
DK_CA_Kbh | . | S45 | . | T136 | 0.42 | 17.8839
DK_CA_Kbh | . | S45 | . | T137 | 0.42 | 17.8839
DK_CA_Kbh | . | S45 | . | T138 | 0.42 | 17.8839
DK_CA_Kbh | . | S45 | . | T139 | 0.42 | 17.8839
DK_CA_Kbh | . | S45 | . | T140 | 0.42 | 17.8839
DK_CA_Kbh | . | S45 | . | T141 | 0.3 | 12.7742
DK_CA_Kbh | . | S45 | . | T142 | 0.3 | 12.7742
DK_CA_Kbh | . | S45 | . | T143 | 0.3 | 12.7742
DK_CA_Kbh | . | S45 | . | T144 | 0.3 | 12.7742
DK_CA_Kbh | . | S45 | . | T145 | 0.19 | 8.0903
DK_CA_Kbh | . | S45 | . | T146 | 0.19 | 8.0903
DK_CA_Kbh | . | S45 | . | T147 | 0.19 | 8.0903
DK_CA_Kbh | . | S45 | . | T148 | 0.3 | 12.7742
DK_CA_Kbh | . | S45 | . | T149 | 0.42 | 17.8839
DK_CA_Kbh | . | S45 | . | T150 | 0.42 | 17.8839
DK_CA_Kbh | . | S45 | . | T151 | 0.57 | 24.271
DK_CA_Kbh | . | S45 | . | T152 | 0.57 | 24.271
DK_CA_Kbh | . | S45 | . | T153 | 0.72 | 30.658
DK_CA_Kbh | . | S45 | . | T154 | 0.57 | 24.271
DK_CA_Kbh | . | S45 | . | T155 | 0.57 | 24.271
DK_CA_Kbh | . | S45 | . | T156 | 0.57 | 24.271
DK_CA_Kbh | . | S45 | . | T157 | 0.57 | 24.271
DK_CA_Kbh | . | S45 | . | T158 | 0.72 | 30.658
DK_CA_Kbh | . | S45 | . | T159 | 0.85 | 36.1935
DK_CA_Kbh | . | S45 | . | T160 | 0.95 | 40.4516
DK_CA_Kbh | . | S45 | . | T161 | 0.99 | 42.1548
DK_CA_Kbh | . | S45 | . | T162 | 0.99 | 42.1548
DK_CA_Kbh | . | S45 | . | T163 | 1 | 42.5806
DK_CA_Kbh | . | S45 | . | T164 | 1 | 42.5806
DK_CA_Kbh | . | S45 | . | T165 | 1 | 42.5806
DK_CA_Kbh | . | S45 | . | T166 | 1 | 42.5806
DK_CA_Kbh | . | S45 | . | T167 | 1 | 42.5806
DK_CA_Kbh | . | S45 | . | T168 | 1 | 42.5806
DK_CA_Kbh | . | S46 | . | T001 | 1 | 42.5806
DK_CA_Kbh | . | S46 | . | T002 | 1 | 42.5806
DK_CA_Kbh | . | S46 | . | T003 | 1 | 42.5806
DK_CA_Kbh | . | S46 | . | T004 | 1 | 42.5806
DK_CA_Kbh | . | S46 | . | T005 | 1 | 42.5806
DK_CA_Kbh | . | S46 | . | T006 | 1 | 42.5806
DK_CA_Kbh | . | S46 | . | T007 | 0.99 | 42.1548
DK_CA_Kbh | . | S46 | . | T008 | 0.99 | 42.1548
DK_CA_Kbh | . | S46 | . | T009 | 0.95 | 40.4516
DK_CA_Kbh | . | S46 | . | T010 | 0.95 | 40.4516
DK_CA_Kbh | . | S46 | . | T011 | 0.95 | 40.4516
DK_CA_Kbh | . | S46 | . | T012 | 0.95 | 40.4516
DK_CA_Kbh | . | S46 | . | T013 | 0.95 | 40.4516
DK_CA_Kbh | . | S46 | . | T014 | 0.95 | 40.4516
DK_CA_Kbh | . | S46 | . | T015 | 0.95 | 40.4516
DK_CA_Kbh | . | S46 | . | T016 | 0.95 | 40.4516
DK_CA_Kbh | . | S46 | . | T017 | 0.95 | 40.4516
DK_CA_Kbh | . | S46 | . | T018 | 0.85 | 36.1935
DK_CA_Kbh | . | S46 | . | T019 | 0.85 | 36.1935
DK_CA_Kbh | . | S46 | . | T020 | 0.85 | 36.1935
DK_CA_Kbh | . | S46 | . | T021 | 0.85 | 36.1935
DK_CA_Kbh | . | S46 | . | T022 | 0.72 | 30.658
DK_CA_Kbh | . | S46 | . | T023 | 0.72 | 30.658
DK_CA_Kbh | . | S46 | . | T024 | 0.72 | 30.658
DK_CA_Kbh | . | S46 | . | T025 | 0.72 | 30.658
DK_CA_Kbh | . | S46 | . | T026 | 0.57 | 24.271
DK_CA_Kbh | . | S46 | . | T027 | 0.57 | 24.271
DK_CA_Kbh | . | S46 | . | T028 | 0.42 | 17.8839
DK_CA_Kbh | . | S46 | . | T029 | 0.42 | 17.8839
DK_CA_Kbh | . | S46 | . | T030 | 0.42 | 17.8839
DK_CA_Kbh | . | S46 | . | T031 | 0.42 | 17.8839
DK_CA_Kbh | . | S46 | . | T032 | 0.42 | 17.8839
DK_CA_Kbh | . | S46 | . | T033 | 0.57 | 24.271
DK_CA_Kbh | . | S46 | . | T034 | 0.42 | 17.8839
DK_CA_Kbh | . | S46 | . | T035 | 0.3 | 12.7742
DK_CA_Kbh | . | S46 | . | T036 | 0.19 | 8.0903
DK_CA_Kbh | . | S46 | . | T037 | 0.19 | 8.0903
DK_CA_Kbh | . | S46 | . | T038 | 0.19 | 8.0903
DK_CA_Kbh | . | S46 | . | T039 | 0.3 | 12.7742
DK_CA_Kbh | . | S46 | . | T040 | 0.42 | 17.8839
DK_CA_Kbh | . | S46 | . | T041 | 0.42 | 17.8839
DK_CA_Kbh | . | S46 | . | T042 | 0.57 | 24.271
DK_CA_Kbh | . | S46 | . | T043 | 0.57 | 24.271
DK_CA_Kbh | . | S46 | . | T044 | 0.42 | 17.8839
DK_CA_Kbh | . | S46 | . | T045 | 0.42 | 17.8839
DK_CA_Kbh | . | S46 | . | T046 | 0.42 | 17.8839
DK_CA_Kbh | . | S46 | . | T047 | 0.42 | 17.8839
DK_CA_Kbh | . | S46 | . | T048 | 0.3 | 12.7742
DK_CA_Kbh | . | S46 | . | T049 | 0.3 | 12.7742
DK_CA_Kbh | . | S46 | . | T050 | 0.3 | 12.7742
DK_CA_Kbh | . | S46 | . | T051 | 0.3 | 12.7742
DK_CA_Kbh | . | S46 | . | T052 | 0.3 | 12.7742
DK_CA_Kbh | . | S46 | . | T053 | 0.42 | 17.8839
DK_CA_Kbh | . | S46 | . | T054 | 0.3 | 12.7742
DK_CA_Kbh | . | S46 | . | T055 | 0.3 | 12.7742
DK_CA_Kbh | . | S46 | . | T056 | 0.19 | 8.0903
DK_CA_Kbh | . | S46 | . | T057 | 0.19 | 8.0903
DK_CA_Kbh | . | S46 | . | T058 | 0.12 | 5.1097
DK_CA_Kbh | . | S46 | . | T059 | 0.06 | 2.5548
DK_CA_Kbh | . | S46 | . | T060 | 0.03 | 1.2774
DK_CA_Kbh | . | S46 | . | T061 | 0 | 0
DK_CA_Kbh | . | S46 | . | T062 | 0 | 0
DK_CA_Kbh | . | S46 | . | T063 | 0.03 | 1.2774
DK_CA_Kbh | . | S46 | . | T064 | 0.06 | 2.5548
DK_CA_Kbh | . | S46 | . | T065 | 0.06 | 2.5548
DK_CA_Kbh | . | S46 | . | T066 | 0.06 | 2.5548
DK_CA_Kbh | . | S46 | . | T067 | 0.03 | 1.2774
DK_CA_Kbh | . | S46 | . | T068 | 0.03 | 1.2774
DK_CA_Kbh | . | S46 | . | T069 | 0 | 0
DK_CA_Kbh | . | S46 | . | T070 | 0 | 0
DK_CA_Kbh | . | S46 | . | T071 | 0 | 0
DK_CA_Kbh | . | S46 | . | T072 | 0 | 0
DK_CA_Kbh | . | S46 | . | T073 | 0 | 0
DK_CA_Kbh | . | S46 | . | T074 | 0 | 0
DK_CA_Kbh | . | S46 | . | T075 | 0 | 0
DK_CA_Kbh | . | S46 | . | T076 | 0.19 | 8.0903
DK_CA_Kbh | . | S46 | . | T077 | 0.42 | 17.8839
DK_CA_Kbh | . | S46 | . | T078 | 0.42 | 17.8839
DK_CA_Kbh | . | S46 | . | T079 | 0.42 | 17.8839
DK_CA_Kbh | . | S46 | . | T080 | 0.42 | 17.8839
DK_CA_Kbh | . | S46 | . | T081 | 0.42 | 17.8839
DK_CA_Kbh | . | S46 | . | T082 | 0.42 | 17.8839
DK_CA_Kbh | . | S46 | . | T083 | 0.3 | 12.7742
DK_CA_Kbh | . | S46 | . | T084 | 0.19 | 8.0903
DK_CA_Kbh | . | S46 | . | T085 | 0.19 | 8.0903
DK_CA_Kbh | . | S46 | . | T086 | 0.12 | 5.1097
DK_CA_Kbh | . | S46 | . | T087 | 0.06 | 2.5548
DK_CA_Kbh | . | S46 | . | T088 | 0.06 | 2.5548
DK_CA_Kbh | . | S46 | . | T089 | 0.06 | 2.5548
DK_CA_Kbh | . | S46 | . | T090 | 0 | 0
DK_CA_Kbh | . | S46 | . | T091 | 0 | 0
DK_CA_Kbh | . | S46 | . | T092 | 0 | 0
DK_CA_Kbh | . | S46 | . | T093 | 0 | 0
DK_CA_Kbh | . | S46 | . | T094 | 0.06 | 2.5548
DK_CA_Kbh | . | S46 | . | T095 | 0.19 | 8.0903
DK_CA_Kbh | . | S46 | . | T096 | 0.42 | 17.8839
DK_CA_Kbh | . | S46 | . | T097 | 0.42 | 17.8839
DK_CA_Kbh | . | S46 | . | T098 | 0.57 | 24.271
DK_CA_Kbh | . | S46 | . | T099 | 0.72 | 30.658
DK_CA_Kbh | . | S46 | . | T100 | 0.85 | 36.1935
DK_CA_Kbh | . | S46 | . | T101 | 0.85 | 36.1935
DK_CA_Kbh | . | S46 | . | T102 | 0.95 | 40.4516
DK_CA_Kbh | . | S46 | . | T103 | 0.99 | 42.1548
DK_CA_Kbh | . | S46 | . | T104 | 1 | 42.5806
DK_CA_Kbh | . | S46 | . | T105 | 1 | 42.5806
DK_CA_Kbh | . | S46 | . | T106 | 1 | 42.5806
DK_CA_Kbh | . | S46 | . | T107 | 1 | 42.5806
DK_CA_Kbh | . | S46 | . | T108 | 1 | 42.5806
DK_CA_Kbh | . | S46 | . | T109 | 1 | 42.5806
DK_CA_Kbh | . | S46 | . | T110 | 1 | 42.5806
DK_CA_Kbh | . | S46 | . | T111 | 1 | 42.5806
DK_CA_Kbh | . | S46 | . | T112 | 1 | 42.5806
DK_CA_Kbh | . | S46 | . | T113 | 1 | 42.5806
DK_CA_Kbh | . | S46 | . | T114 | 1 | 42.5806
DK_CA_Kbh | . | S46 | . | T115 | 1 | 42.5806
DK_CA_Kbh | . | S46 | . | T116 | 1 | 42.5806
DK_CA_Kbh | . | S46 | . | T117 | 0.99 | 42.1548
DK_CA_Kbh | . | S46 | . | T118 | 0.95 | 40.4516
DK_CA_Kbh | . | S46 | . | T119 | 0.85 | 36.1935
DK_CA_Kbh | . | S46 | . | T120 | 0.72 | 30.658
DK_CA_Kbh | . | S46 | . | T121 | 0.57 | 24.271
DK_CA_Kbh | . | S46 | . | T122 | 0.57 | 24.271
DK_CA_Kbh | . | S46 | . | T123 | 0.42 | 17.8839
DK_CA_Kbh | . | S46 | . | T124 | 0.42 | 17.8839
DK_CA_Kbh | . | S46 | . | T125 | 0.42 | 17.8839
DK_CA_Kbh | . | S46 | . | T126 | 0.42 | 17.8839
DK_CA_Kbh | . | S46 | . | T127 | 0.42 | 17.8839
DK_CA_Kbh | . | S46 | . | T128 | 0.42 | 17.8839
DK_CA_Kbh | . | S46 | . | T129 | 0.3 | 12.7742
DK_CA_Kbh | . | S46 | . | T130 | 0.3 | 12.7742
DK_CA_Kbh | . | S46 | . | T131 | 0.19 | 8.0903
DK_CA_Kbh | . | S46 | . | T132 | 0.12 | 5.1097
DK_CA_Kbh | . | S46 | . | T133 | 0.06 | 2.5548
DK_CA_Kbh | . | S46 | . | T134 | 0.03 | 1.2774
DK_CA_Kbh | . | S46 | . | T135 | 0.03 | 1.2774
DK_CA_Kbh | . | S46 | . | T136 | 0.03 | 1.2774
DK_CA_Kbh | . | S46 | . | T137 | 0.03 | 1.2774
DK_CA_Kbh | . | S46 | . | T138 | 0.03 | 1.2774
DK_CA_Kbh | . | S46 | . | T139 | 0.06 | 2.5548
DK_CA_Kbh | . | S46 | . | T140 | 0.12 | 5.1097
DK_CA_Kbh | . | S46 | . | T141 | 0.19 | 8.0903
DK_CA_Kbh | . | S46 | . | T142 | 0.19 | 8.0903
DK_CA_Kbh | . | S46 | . | T143 | 0.19 | 8.0903
DK_CA_Kbh | . | S46 | . | T144 | 0.12 | 5.1097
DK_CA_Kbh | . | S46 | . | T145 | 0.06 | 2.5548
DK_CA_Kbh | . | S46 | . | T146 | 0.12 | 5.1097
DK_CA_Kbh | . | S46 | . | T147 | 0.12 | 5.1097
DK_CA_Kbh | . | S46 | . | T148 | 0.19 | 8.0903
DK_CA_Kbh | . | S46 | . | T149 | 0.3 | 12.7742
DK_CA_Kbh | . | S46 | . | T150 | 0.3 | 12.7742
DK_CA_Kbh | . | S46 | . | T151 | 0.3 | 12.7742
DK_CA_Kbh | . | S46 | . | T152 | 0.57 | 24.271
DK_CA_Kbh | . | S46 | . | T153 | 0.57 | 24.271
DK_CA_Kbh | . | S46 | . | T154 | 0.57 | 24.271
DK_CA_Kbh | . | S46 | . | T155 | 0.57 | 24.271
DK_CA_Kbh | . | S46 | . | T156 | 0.57 | 24.271
DK_CA_Kbh | . | S46 | . | T157 | 0.57 | 24.271
DK_CA_Kbh | . | S46 | . | T158 | 0.57 | 24.271
DK_CA_Kbh | . | S46 | . | T159 | 0.57 | 24.271
DK_CA_Kbh | . | S46 | . | T160 | 0.57 | 24.271
DK_CA_Kbh | . | S46 | . | T161 | 0.72 | 30.658
DK_CA_Kbh | . | S46 | . | T162 | 0.72 | 30.658
DK_CA_Kbh | . | S46 | . | T163 | 0.72 | 30.658
DK_CA_Kbh | . | S46 | . | T164 | 0.72 | 30.658
DK_CA_Kbh | . | S46 | . | T165 | 0.72 | 30.658
DK_CA_Kbh | . | S46 | . | T166 | 0.72 | 30.658
DK_CA_Kbh | . | S46 | . | T167 | 0.57 | 24.271
DK_CA_Kbh | . | S46 | . | T168 | 0.57 | 24.271
DK_CA_Kbh | . | S47 | . | T001 | 0.57 | 24.271
DK_CA_Kbh | . | S47 | . | T002 | 0.57 | 24.271
DK_CA_Kbh | . | S47 | . | T003 | 0.42 | 17.8839
DK_CA_Kbh | . | S47 | . | T004 | 0.42 | 17.8839
DK_CA_Kbh | . | S47 | . | T005 | 0.42 | 17.8839
DK_CA_Kbh | . | S47 | . | T006 | 0.42 | 17.8839
DK_CA_Kbh | . | S47 | . | T007 | 0.42 | 17.8839
DK_CA_Kbh | . | S47 | . | T008 | 0.42 | 17.8839
DK_CA_Kbh | . | S47 | . | T009 | 0.42 | 17.8839
DK_CA_Kbh | . | S47 | . | T010 | 0.42 | 17.8839
DK_CA_Kbh | . | S47 | . | T011 | 0.42 | 17.8839
DK_CA_Kbh | . | S47 | . | T012 | 0.3 | 12.7742
DK_CA_Kbh | . | S47 | . | T013 | 0.3 | 12.7742
DK_CA_Kbh | . | S47 | . | T014 | 0.3 | 12.7742
DK_CA_Kbh | . | S47 | . | T015 | 0.3 | 12.7742
DK_CA_Kbh | . | S47 | . | T016 | 0.42 | 17.8839
DK_CA_Kbh | . | S47 | . | T017 | 0.42 | 17.8839
DK_CA_Kbh | . | S47 | . | T018 | 0.42 | 17.8839
DK_CA_Kbh | . | S47 | . | T019 | 0.57 | 24.271
DK_CA_Kbh | . | S47 | . | T020 | 0.57 | 24.271
DK_CA_Kbh | . | S47 | . | T021 | 0.57 | 24.271
DK_CA_Kbh | . | S47 | . | T022 | 0.3 | 12.7742
DK_CA_Kbh | . | S47 | . | T023 | 0.3 | 12.7742
DK_CA_Kbh | . | S47 | . | T024 | 0.3 | 12.7742
DK_CA_Kbh | . | S47 | . | T025 | 0.3 | 12.7742
DK_CA_Kbh | . | S47 | . | T026 | 0.19 | 8.0903
DK_CA_Kbh | . | S47 | . | T027 | 0.19 | 8.0903
DK_CA_Kbh | . | S47 | . | T028 | 0.12 | 5.1097
DK_CA_Kbh | . | S47 | . | T029 | 0.12 | 5.1097
DK_CA_Kbh | . | S47 | . | T030 | 0.06 | 2.5548
DK_CA_Kbh | . | S47 | . | T031 | 0.12 | 5.1097
DK_CA_Kbh | . | S47 | . | T032 | 0.3 | 12.7742
DK_CA_Kbh | . | S47 | . | T033 | 0.3 | 12.7742
DK_CA_Kbh | . | S47 | . | T034 | 0.3 | 12.7742
DK_CA_Kbh | . | S47 | . | T035 | 0.19 | 8.0903
DK_CA_Kbh | . | S47 | . | T036 | 0.12 | 5.1097
DK_CA_Kbh | . | S47 | . | T037 | 0.06 | 2.5548
DK_CA_Kbh | . | S47 | . | T038 | 0.03 | 1.2774
DK_CA_Kbh | . | S47 | . | T039 | 0 | 0
DK_CA_Kbh | . | S47 | . | T040 | 0 | 0
DK_CA_Kbh | . | S47 | . | T041 | 0.03 | 1.2774
DK_CA_Kbh | . | S47 | . | T042 | 0 | 0
DK_CA_Kbh | . | S47 | . | T043 | 0 | 0
DK_CA_Kbh | . | S47 | . | T044 | 0.03 | 1.2774
DK_CA_Kbh | . | S47 | . | T045 | 0.03 | 1.2774
DK_CA_Kbh | . | S47 | . | T046 | 0.06 | 2.5548
DK_CA_Kbh | . | S47 | . | T047 | 0.12 | 5.1097
DK_CA_Kbh | . | S47 | . | T048 | 0.12 | 5.1097
DK_CA_Kbh | . | S47 | . | T049 | 0.12 | 5.1097
DK_CA_Kbh | . | S47 | . | T050 | 0.19 | 8.0903
DK_CA_Kbh | . | S47 | . | T051 | 0.19 | 8.0903
DK_CA_Kbh | . | S47 | . | T052 | 0.3 | 12.7742
DK_CA_Kbh | . | S47 | . | T053 | 0.42 | 17.8839
DK_CA_Kbh | . | S47 | . | T054 | 0.42 | 17.8839
DK_CA_Kbh | . | S47 | . | T055 | 0.42 | 17.8839
DK_CA_Kbh | . | S47 | . | T056 | 0.3 | 12.7742
DK_CA_Kbh | . | S47 | . | T057 | 0.3 | 12.7742
DK_CA_Kbh | . | S47 | . | T058 | 0.3 | 12.7742
DK_CA_Kbh | . | S47 | . | T059 | 0.19 | 8.0903
DK_CA_Kbh | . | S47 | . | T060 | 0.12 | 5.1097
DK_CA_Kbh | . | S47 | . | T061 | 0.06 | 2.5548
DK_CA_Kbh | . | S47 | . | T062 | 0.12 | 5.1097
DK_CA_Kbh | . | S47 | . | T063 | 0.12 | 5.1097
DK_CA_Kbh | . | S47 | . | T064 | 0.19 | 8.0903
DK_CA_Kbh | . | S47 | . | T065 | 0.12 | 5.1097
DK_CA_Kbh | . | S47 | . | T066 | 0.12 | 5.1097
DK_CA_Kbh | . | S47 | . | T067 | 0.19 | 8.0903
DK_CA_Kbh | . | S47 | . | T068 | 0.19 | 8.0903
DK_CA_Kbh | . | S47 | . | T069 | 0.3 | 12.7742
DK_CA_Kbh | . | S47 | . | T070 | 0.3 | 12.7742
DK_CA_Kbh | . | S47 | . | T071 | 0.3 | 12.7742
DK_CA_Kbh | . | S47 | . | T072 | 0.42 | 17.8839
DK_CA_Kbh | . | S47 | . | T073 | 0.42 | 17.8839
DK_CA_Kbh | . | S47 | . | T074 | 0.42 | 17.8839
DK_CA_Kbh | . | S47 | . | T075 | 0.42 | 17.8839
DK_CA_Kbh | . | S47 | . | T076 | 0.57 | 24.271
DK_CA_Kbh | . | S47 | . | T077 | 0.57 | 24.271
DK_CA_Kbh | . | S47 | . | T078 | 0.57 | 24.271
DK_CA_Kbh | . | S47 | . | T079 | 0.57 | 24.271
DK_CA_Kbh | . | S47 | . | T080 | 0.72 | 30.658
DK_CA_Kbh | . | S47 | . | T081 | 0.72 | 30.658
DK_CA_Kbh | . | S47 | . | T082 | 0.85 | 36.1935
DK_CA_Kbh | . | S47 | . | T083 | 0.95 | 40.4516
DK_CA_Kbh | . | S47 | . | T084 | 0.95 | 40.4516
DK_CA_Kbh | . | S47 | . | T085 | 0.95 | 40.4516
DK_CA_Kbh | . | S47 | . | T086 | 0.95 | 40.4516
DK_CA_Kbh | . | S47 | . | T087 | 0.99 | 42.1548
DK_CA_Kbh | . | S47 | . | T088 | 0.99 | 42.1548
DK_CA_Kbh | . | S47 | . | T089 | 1 | 42.5806
DK_CA_Kbh | . | S47 | . | T090 | 1 | 42.5806
DK_CA_Kbh | . | S47 | . | T091 | 1 | 42.5806
DK_CA_Kbh | . | S47 | . | T092 | 0.99 | 42.1548
DK_CA_Kbh | . | S47 | . | T093 | 0.95 | 40.4516
DK_CA_Kbh | . | S47 | . | T094 | 0.95 | 40.4516
DK_CA_Kbh | . | S47 | . | T095 | 0.95 | 40.4516
DK_CA_Kbh | . | S47 | . | T096 | 0.95 | 40.4516
DK_CA_Kbh | . | S47 | . | T097 | 0.95 | 40.4516
DK_CA_Kbh | . | S47 | . | T098 | 0.85 | 36.1935
DK_CA_Kbh | . | S47 | . | T099 | 0.85 | 36.1935
DK_CA_Kbh | . | S47 | . | T100 | 0.95 | 40.4516
DK_CA_Kbh | . | S47 | . | T101 | 0.95 | 40.4516
DK_CA_Kbh | . | S47 | . | T102 | 0.95 | 40.4516
DK_CA_Kbh | . | S47 | . | T103 | 0.95 | 40.4516
DK_CA_Kbh | . | S47 | . | T104 | 0.85 | 36.1935
DK_CA_Kbh | . | S47 | . | T105 | 0.72 | 30.658
DK_CA_Kbh | . | S47 | . | T106 | 0.57 | 24.271
DK_CA_Kbh | . | S47 | . | T107 | 0.57 | 24.271
DK_CA_Kbh | . | S47 | . | T108 | 0.57 | 24.271
DK_CA_Kbh | . | S47 | . | T109 | 0.72 | 30.658
DK_CA_Kbh | . | S47 | . | T110 | 0.85 | 36.1935
DK_CA_Kbh | . | S47 | . | T111 | 0.85 | 36.1935
DK_CA_Kbh | . | S47 | . | T112 | 0.72 | 30.658
DK_CA_Kbh | . | S47 | . | T113 | 0.85 | 36.1935
DK_CA_Kbh | . | S47 | . | T114 | 0.85 | 36.1935
DK_CA_Kbh | . | S47 | . | T115 | 0.85 | 36.1935
DK_CA_Kbh | . | S47 | . | T116 | 0.57 | 24.271
DK_CA_Kbh | . | S47 | . | T117 | 0.42 | 17.8839
DK_CA_Kbh | . | S47 | . | T118 | 0.42 | 17.8839
DK_CA_Kbh | . | S47 | . | T119 | 0.57 | 24.271
DK_CA_Kbh | . | S47 | . | T120 | 0.57 | 24.271
DK_CA_Kbh | . | S47 | . | T121 | 0.72 | 30.658
DK_CA_Kbh | . | S47 | . | T122 | 0.85 | 36.1935
DK_CA_Kbh | . | S47 | . | T123 | 0.85 | 36.1935
DK_CA_Kbh | . | S47 | . | T124 | 0.85 | 36.1935
DK_CA_Kbh | . | S47 | . | T125 | 0.85 | 36.1935
DK_CA_Kbh | . | S47 | . | T126 | 0.85 | 36.1935
DK_CA_Kbh | . | S47 | . | T127 | 0.72 | 30.658
DK_CA_Kbh | . | S47 | . | T128 | 0.72 | 30.658
DK_CA_Kbh | . | S47 | . | T129 | 0.72 | 30.658
DK_CA_Kbh | . | S47 | . | T130 | 0.72 | 30.658
DK_CA_Kbh | . | S47 | . | T131 | 0.57 | 24.271
DK_CA_Kbh | . | S47 | . | T132 | 0.72 | 30.658
DK_CA_Kbh | . | S47 | . | T133 | 0.72 | 30.658
DK_CA_Kbh | . | S47 | . | T134 | 0.72 | 30.658
DK_CA_Kbh | . | S47 | . | T135 | 0.72 | 30.658
DK_CA_Kbh | . | S47 | . | T136 | 0.57 | 24.271
DK_CA_Kbh | . | S47 | . | T137 | 0.57 | 24.271
DK_CA_Kbh | . | S47 | . | T138 | 0.42 | 17.8839
DK_CA_Kbh | . | S47 | . | T139 | 0.3 | 12.7742
DK_CA_Kbh | . | S47 | . | T140 | 0.3 | 12.7742
DK_CA_Kbh | . | S47 | . | T141 | 0.3 | 12.7742
DK_CA_Kbh | . | S47 | . | T142 | 0.3 | 12.7742
DK_CA_Kbh | . | S47 | . | T143 | 0.42 | 17.8839
DK_CA_Kbh | . | S47 | . | T144 | 0.3 | 12.7742
DK_CA_Kbh | . | S47 | . | T145 | 0.3 | 12.7742
DK_CA_Kbh | . | S47 | . | T146 | 0.3 | 12.7742
DK_CA_Kbh | . | S47 | . | T147 | 0.19 | 8.0903
DK_CA_Kbh | . | S47 | . | T148 | 0.19 | 8.0903
DK_CA_Kbh | . | S47 | . | T149 | 0.12 | 5.1097
DK_CA_Kbh | . | S47 | . | T150 | 0.12 | 5.1097
DK_CA_Kbh | . | S47 | . | T151 | 0.06 | 2.5548
DK_CA_Kbh | . | S47 | . | T152 | 0 | 0
DK_CA_Kbh | . | S47 | . | T153 | 0 | 0
DK_CA_Kbh | . | S47 | . | T154 | 0 | 0
DK_CA_Kbh | . | S47 | . | T155 | 0 | 0
DK_CA_Kbh | . | S47 | . | T156 | 0 | 0
DK_CA_Kbh | . | S47 | . | T157 | 0 | 0
DK_CA_Kbh | . | S47 | . | T158 | 0 | 0
DK_CA_Kbh | . | S47 | . | T159 | 0 | 0
DK_CA_Kbh | . | S47 | . | T160 | 0 | 0
DK_CA_Kbh | . | S47 | . | T161 | 0 | 0
DK_CA_Kbh | . | S47 | . | T162 | 0 | 0
DK_CA_Kbh | . | S47 | . | T163 | 0 | 0
DK_CA_Kbh | . | S47 | . | T164 | 0 | 0
DK_CA_Kbh | . | S47 | . | T165 | 0.03 | 1.2774
DK_CA_Kbh | . | S47 | . | T166 | 0.06 | 2.5548
DK_CA_Kbh | . | S47 | . | T167 | 0.06 | 2.5548
DK_CA_Kbh | . | S47 | . | T168 | 0.12 | 5.1097
DK_CA_Kbh | . | S48 | . | T001 | 0.12 | 5.1097
DK_CA_Kbh | . | S48 | . | T002 | 0.19 | 8.0903
DK_CA_Kbh | . | S48 | . | T003 | 0.19 | 8.0903
DK_CA_Kbh | . | S48 | . | T004 | 0.19 | 8.0903
DK_CA_Kbh | . | S48 | . | T005 | 0.19 | 8.0903
DK_CA_Kbh | . | S48 | . | T006 | 0.3 | 12.7742
DK_CA_Kbh | . | S48 | . | T007 | 0.42 | 17.8839
DK_CA_Kbh | . | S48 | . | T008 | 0.42 | 17.8839
DK_CA_Kbh | . | S48 | . | T009 | 0.42 | 17.8839
DK_CA_Kbh | . | S48 | . | T010 | 0.42 | 17.8839
DK_CA_Kbh | . | S48 | . | T011 | 0.42 | 17.8839
DK_CA_Kbh | . | S48 | . | T012 | 0.42 | 17.8839
DK_CA_Kbh | . | S48 | . | T013 | 0.57 | 24.271
DK_CA_Kbh | . | S48 | . | T014 | 0.57 | 24.271
DK_CA_Kbh | . | S48 | . | T015 | 0.57 | 24.271
DK_CA_Kbh | . | S48 | . | T016 | 0.57 | 24.271
DK_CA_Kbh | . | S48 | . | T017 | 0.57 | 24.271
DK_CA_Kbh | . | S48 | . | T018 | 0.57 | 24.271
DK_CA_Kbh | . | S48 | . | T019 | 0.57 | 24.271
DK_CA_Kbh | . | S48 | . | T020 | 0.57 | 24.271
DK_CA_Kbh | . | S48 | . | T021 | 0.57 | 24.271
DK_CA_Kbh | . | S48 | . | T022 | 0.57 | 24.271
DK_CA_Kbh | . | S48 | . | T023 | 0.57 | 24.271
DK_CA_Kbh | . | S48 | . | T024 | 0.57 | 24.271
DK_CA_Kbh | . | S48 | . | T025 | 0.57 | 24.271
DK_CA_Kbh | . | S48 | . | T026 | 0.57 | 24.271
DK_CA_Kbh | . | S48 | . | T027 | 0.57 | 24.271
DK_CA_Kbh | . | S48 | . | T028 | 0.42 | 17.8839
DK_CA_Kbh | . | S48 | . | T029 | 0.3 | 12.7742
DK_CA_Kbh | . | S48 | . | T030 | 0.19 | 8.0903
DK_CA_Kbh | . | S48 | . | T031 | 0.12 | 5.1097
DK_CA_Kbh | . | S48 | . | T032 | 0.06 | 2.5548
DK_CA_Kbh | . | S48 | . | T033 | 0.19 | 8.0903
DK_CA_Kbh | . | S48 | . | T034 | 0.42 | 17.8839
DK_CA_Kbh | . | S48 | . | T035 | 0.42 | 17.8839
DK_CA_Kbh | . | S48 | . | T036 | 0.3 | 12.7742
DK_CA_Kbh | . | S48 | . | T037 | 0.3 | 12.7742
DK_CA_Kbh | . | S48 | . | T038 | 0.3 | 12.7742
DK_CA_Kbh | . | S48 | . | T039 | 0.3 | 12.7742
DK_CA_Kbh | . | S48 | . | T040 | 0.3 | 12.7742
DK_CA_Kbh | . | S48 | . | T041 | 0.3 | 12.7742
DK_CA_Kbh | . | S48 | . | T042 | 0.3 | 12.7742
DK_CA_Kbh | . | S48 | . | T043 | 0.19 | 8.0903
DK_CA_Kbh | . | S48 | . | T044 | 0.19 | 8.0903
DK_CA_Kbh | . | S48 | . | T045 | 0.19 | 8.0903
DK_CA_Kbh | . | S48 | . | T046 | 0.12 | 5.1097
DK_CA_Kbh | . | S48 | . | T047 | 0.12 | 5.1097
DK_CA_Kbh | . | S48 | . | T048 | 0.06 | 2.5548
DK_CA_Kbh | . | S48 | . | T049 | 0.03 | 1.2774
DK_CA_Kbh | . | S48 | . | T050 | 0.03 | 1.2774
DK_CA_Kbh | . | S48 | . | T051 | 0.03 | 1.2774
DK_CA_Kbh | . | S48 | . | T052 | 0 | 0
DK_CA_Kbh | . | S48 | . | T053 | 0 | 0
DK_CA_Kbh | . | S48 | . | T054 | 0 | 0
DK_CA_Kbh | . | S48 | . | T055 | 0 | 0
DK_CA_Kbh | . | S48 | . | T056 | 0 | 0
DK_CA_Kbh | . | S48 | . | T057 | 0 | 0
DK_CA_Kbh | . | S48 | . | T058 | 0 | 0
DK_CA_Kbh | . | S48 | . | T059 | 0 | 0
DK_CA_Kbh | . | S48 | . | T060 | 0 | 0
DK_CA_Kbh | . | S48 | . | T061 | 0 | 0
DK_CA_Kbh | . | S48 | . | T062 | 0.03 | 1.2774
DK_CA_Kbh | . | S48 | . | T063 | 0.03 | 1.2774
DK_CA_Kbh | . | S48 | . | T064 | 0.03 | 1.2774
DK_CA_Kbh | . | S48 | . | T065 | 0.03 | 1.2774
DK_CA_Kbh | . | S48 | . | T066 | 0.06 | 2.5548
DK_CA_Kbh | . | S48 | . | T067 | 0.06 | 2.5548
DK_CA_Kbh | . | S48 | . | T068 | 0.12 | 5.1097
DK_CA_Kbh | . | S48 | . | T069 | 0.12 | 5.1097
DK_CA_Kbh | . | S48 | . | T070 | 0.19 | 8.0903
DK_CA_Kbh | . | S48 | . | T071 | 0.3 | 12.7742
DK_CA_Kbh | . | S48 | . | T072 | 0.3 | 12.7742
DK_CA_Kbh | . | S48 | . | T073 | 0.42 | 17.8839
DK_CA_Kbh | . | S48 | . | T074 | 0.57 | 24.271
DK_CA_Kbh | . | S48 | . | T075 | 0.57 | 24.271
DK_CA_Kbh | . | S48 | . | T076 | 0.57 | 24.271
DK_CA_Kbh | . | S48 | . | T077 | 0.57 | 24.271
DK_CA_Kbh | . | S48 | . | T078 | 0.57 | 24.271
DK_CA_Kbh | . | S48 | . | T079 | 0.42 | 17.8839
DK_CA_Kbh | . | S48 | . | T080 | 0.42 | 17.8839
DK_CA_Kbh | . | S48 | . | T081 | 0.42 | 17.8839
DK_CA_Kbh | . | S48 | . | T082 | 0.3 | 12.7742
DK_CA_Kbh | . | S48 | . | T083 | 0.19 | 8.0903
DK_CA_Kbh | . | S48 | . | T084 | 0.19 | 8.0903
DK_CA_Kbh | . | S48 | . | T085 | 0.19 | 8.0903
DK_CA_Kbh | . | S48 | . | T086 | 0.19 | 8.0903
DK_CA_Kbh | . | S48 | . | T087 | 0.3 | 12.7742
DK_CA_Kbh | . | S48 | . | T088 | 0.3 | 12.7742
DK_CA_Kbh | . | S48 | . | T089 | 0.3 | 12.7742
DK_CA_Kbh | . | S48 | . | T090 | 0.3 | 12.7742
DK_CA_Kbh | . | S48 | . | T091 | 0.3 | 12.7742
DK_CA_Kbh | . | S48 | . | T092 | 0.3 | 12.7742
DK_CA_Kbh | . | S48 | . | T093 | 0.3 | 12.7742
DK_CA_Kbh | . | S48 | . | T094 | 0.19 | 8.0903
DK_CA_Kbh | . | S48 | . | T095 | 0.19 | 8.0903
DK_CA_Kbh | . | S48 | . | T096 | 0.19 | 8.0903
DK_CA_Kbh | . | S48 | . | T097 | 0.19 | 8.0903
DK_CA_Kbh | . | S48 | . | T098 | 0.19 | 8.0903
DK_CA_Kbh | . | S48 | . | T099 | 0.12 | 5.1097
DK_CA_Kbh | . | S48 | . | T100 | 0.06 | 2.5548
DK_CA_Kbh | . | S48 | . | T101 | 0.03 | 1.2774
DK_CA_Kbh | . | S48 | . | T102 | 0.03 | 1.2774
DK_CA_Kbh | . | S48 | . | T103 | 0 | 0
DK_CA_Kbh | . | S48 | . | T104 | 0.03 | 1.2774
DK_CA_Kbh | . | S48 | . | T105 | 0.03 | 1.2774
DK_CA_Kbh | . | S48 | . | T106 | 0 | 0
DK_CA_Kbh | . | S48 | . | T107 | 0 | 0
DK_CA_Kbh | . | S48 | . | T108 | 0 | 0
DK_CA_Kbh | . | S48 | . | T109 | 0.03 | 1.2774
DK_CA_Kbh | . | S48 | . | T110 | 0.06 | 2.5548
DK_CA_Kbh | . | S48 | . | T111 | 0.19 | 8.0903
DK_CA_Kbh | . | S48 | . | T112 | 0.3 | 12.7742
DK_CA_Kbh | . | S48 | . | T113 | 0.3 | 12.7742
DK_CA_Kbh | . | S48 | . | T114 | 0.42 | 17.8839
DK_CA_Kbh | . | S48 | . | T115 | 0.42 | 17.8839
DK_CA_Kbh | . | S48 | . | T116 | 0.42 | 17.8839
DK_CA_Kbh | . | S48 | . | T117 | 0.57 | 24.271
DK_CA_Kbh | . | S48 | . | T118 | 0.57 | 24.271
DK_CA_Kbh | . | S48 | . | T119 | 0.42 | 17.8839
DK_CA_Kbh | . | S48 | . | T120 | 0.42 | 17.8839
DK_CA_Kbh | . | S48 | . | T121 | 0.42 | 17.8839
DK_CA_Kbh | . | S48 | . | T122 | 0.42 | 17.8839
DK_CA_Kbh | . | S48 | . | T123 | 0.42 | 17.8839
DK_CA_Kbh | . | S48 | . | T124 | 0.42 | 17.8839
DK_CA_Kbh | . | S48 | . | T125 | 0.57 | 24.271
DK_CA_Kbh | . | S48 | . | T126 | 0.57 | 24.271
DK_CA_Kbh | . | S48 | . | T127 | 0.57 | 24.271
DK_CA_Kbh | . | S48 | . | T128 | 0.57 | 24.271
DK_CA_Kbh | . | S48 | . | T129 | 0.57 | 24.271
DK_CA_Kbh | . | S48 | . | T130 | 0.57 | 24.271
DK_CA_Kbh | . | S48 | . | T131 | 0.42 | 17.8839
DK_CA_Kbh | . | S48 | . | T132 | 0.57 | 24.271
DK_CA_Kbh | . | S48 | . | T133 | 0.57 | 24.271
DK_CA_Kbh | . | S48 | . | T134 | 0.57 | 24.271
DK_CA_Kbh | . | S48 | . | T135 | 0.57 | 24.271
DK_CA_Kbh | . | S48 | . | T136 | 0.72 | 30.658
DK_CA_Kbh | . | S48 | . | T137 | 0.72 | 30.658
DK_CA_Kbh | . | S48 | . | T138 | 0.72 | 30.658
DK_CA_Kbh | . | S48 | . | T139 | 0.72 | 30.658
DK_CA_Kbh | . | S48 | . | T140 | 0.85 | 36.1935
DK_CA_Kbh | . | S48 | . | T141 | 0.95 | 40.4516
DK_CA_Kbh | . | S48 | . | T142 | 0.95 | 40.4516
DK_CA_Kbh | . | S48 | . | T143 | 0.95 | 40.4516
DK_CA_Kbh | . | S48 | . | T144 | 0.95 | 40.4516
DK_CA_Kbh | . | S48 | . | T145 | 0.99 | 42.1548
DK_CA_Kbh | . | S48 | . | T146 | 0.95 | 40.4516
DK_CA_Kbh | . | S48 | . | T147 | 0.95 | 40.4516
DK_CA_Kbh | . | S48 | . | T148 | 0.99 | 42.1548
DK_CA_Kbh | . | S48 | . | T149 | 0.99 | 42.1548
DK_CA_Kbh | . | S48 | . | T150 | 1 | 42.5806
DK_CA_Kbh | . | S48 | . | T151 | 1 | 42.5806
DK_CA_Kbh | . | S48 | . | T152 | 0.95 | 40.4516
DK_CA_Kbh | . | S48 | . | T153 | 0.95 | 40.4516
DK_CA_Kbh | . | S48 | . | T154 | 0.95 | 40.4516
DK_CA_Kbh | . | S48 | . | T155 | 0.95 | 40.4516
DK_CA_Kbh | . | S48 | . | T156 | 0.95 | 40.4516
DK_CA_Kbh | . | S48 | . | T157 | 0.95 | 40.4516
DK_CA_Kbh | . | S48 | . | T158 | 0.95 | 40.4516
DK_CA_Kbh | . | S48 | . | T159 | 0.99 | 42.1548
DK_CA_Kbh | . | S48 | . | T160 | 0.99 | 42.1548
DK_CA_Kbh | . | S48 | . | T161 | 0.99 | 42.1548
DK_CA_Kbh | . | S48 | . | T162 | 0.99 | 42.1548
DK_CA_Kbh | . | S48 | . | T163 | 0.95 | 40.4516
DK_CA_Kbh | . | S48 | . | T164 | 0.95 | 40.4516
DK_CA_Kbh | . | S48 | . | T165 | 0.95 | 40.4516
DK_CA_Kbh | . | S48 | . | T166 | 0.85 | 36.1935
DK_CA_Kbh | . | S48 | . | T167 | 0.85 | 36.1935
DK_CA_Kbh | . | S48 | . | T168 | 0.72 | 30.658
DK_CA_Kbh | . | S49 | . | T001 | 0.57 | 24.271
DK_CA_Kbh | . | S49 | . | T002 | 0.42 | 17.8839
DK_CA_Kbh | . | S49 | . | T003 | 0.42 | 17.8839
DK_CA_Kbh | . | S49 | . | T004 | 0.3 | 12.7742
DK_CA_Kbh | . | S49 | . | T005 | 0.19 | 8.0903
DK_CA_Kbh | . | S49 | . | T006 | 0.12 | 5.1097
DK_CA_Kbh | . | S49 | . | T007 | 0.06 | 2.5548
DK_CA_Kbh | . | S49 | . | T008 | 0.06 | 2.5548
DK_CA_Kbh | . | S49 | . | T009 | 0.03 | 1.2774
DK_CA_Kbh | . | S49 | . | T010 | 0.06 | 2.5548
DK_CA_Kbh | . | S49 | . | T011 | 0.12 | 5.1097
DK_CA_Kbh | . | S49 | . | T012 | 0.12 | 5.1097
DK_CA_Kbh | . | S49 | . | T013 | 0.12 | 5.1097
DK_CA_Kbh | . | S49 | . | T014 | 0.06 | 2.5548
DK_CA_Kbh | . | S49 | . | T015 | 0.06 | 2.5548
DK_CA_Kbh | . | S49 | . | T016 | 0.03 | 1.2774
DK_CA_Kbh | . | S49 | . | T017 | 0.03 | 1.2774
DK_CA_Kbh | . | S49 | . | T018 | 0.03 | 1.2774
DK_CA_Kbh | . | S49 | . | T019 | 0.06 | 2.5548
DK_CA_Kbh | . | S49 | . | T020 | 0.06 | 2.5548
DK_CA_Kbh | . | S49 | . | T021 | 0.06 | 2.5548
DK_CA_Kbh | . | S49 | . | T022 | 0.06 | 2.5548
DK_CA_Kbh | . | S49 | . | T023 | 0.06 | 2.5548
DK_CA_Kbh | . | S49 | . | T024 | 0.06 | 2.5548
DK_CA_Kbh | . | S49 | . | T025 | 0.12 | 5.1097
DK_CA_Kbh | . | S49 | . | T026 | 0.12 | 5.1097
DK_CA_Kbh | . | S49 | . | T027 | 0.19 | 8.0903
DK_CA_Kbh | . | S49 | . | T028 | 0.19 | 8.0903
DK_CA_Kbh | . | S49 | . | T029 | 0.19 | 8.0903
DK_CA_Kbh | . | S49 | . | T030 | 0.19 | 8.0903
DK_CA_Kbh | . | S49 | . | T031 | 0.19 | 8.0903
DK_CA_Kbh | . | S49 | . | T032 | 0.12 | 5.1097
DK_CA_Kbh | . | S49 | . | T033 | 0.12 | 5.1097
DK_CA_Kbh | . | S49 | . | T034 | 0.12 | 5.1097
DK_CA_Kbh | . | S49 | . | T035 | 0.12 | 5.1097
DK_CA_Kbh | . | S49 | . | T036 | 0.12 | 5.1097
DK_CA_Kbh | . | S49 | . | T037 | 0.19 | 8.0903
DK_CA_Kbh | . | S49 | . | T038 | 0.19 | 8.0903
DK_CA_Kbh | . | S49 | . | T039 | 0.3 | 12.7742
DK_CA_Kbh | . | S49 | . | T040 | 0.3 | 12.7742
DK_CA_Kbh | . | S49 | . | T041 | 0.3 | 12.7742
DK_CA_Kbh | . | S49 | . | T042 | 0.42 | 17.8839
DK_CA_Kbh | . | S49 | . | T043 | 0.3 | 12.7742
DK_CA_Kbh | . | S49 | . | T044 | 0.3 | 12.7742
DK_CA_Kbh | . | S49 | . | T045 | 0.42 | 17.8839
DK_CA_Kbh | . | S49 | . | T046 | 0.42 | 17.8839
DK_CA_Kbh | . | S49 | . | T047 | 0.57 | 24.271
DK_CA_Kbh | . | S49 | . | T048 | 0.57 | 24.271
DK_CA_Kbh | . | S49 | . | T049 | 0.57 | 24.271
DK_CA_Kbh | . | S49 | . | T050 | 0.57 | 24.271
DK_CA_Kbh | . | S49 | . | T051 | 0.57 | 24.271
DK_CA_Kbh | . | S49 | . | T052 | 0.57 | 24.271
DK_CA_Kbh | . | S49 | . | T053 | 0.72 | 30.658
DK_CA_Kbh | . | S49 | . | T054 | 0.72 | 30.658
DK_CA_Kbh | . | S49 | . | T055 | 0.72 | 30.658
DK_CA_Kbh | . | S49 | . | T056 | 0.72 | 30.658
DK_CA_Kbh | . | S49 | . | T057 | 0.72 | 30.658
DK_CA_Kbh | . | S49 | . | T058 | 0.85 | 36.1935
DK_CA_Kbh | . | S49 | . | T059 | 0.85 | 36.1935
DK_CA_Kbh | . | S49 | . | T060 | 0.72 | 30.658
DK_CA_Kbh | . | S49 | . | T061 | 0.85 | 36.1935
DK_CA_Kbh | . | S49 | . | T062 | 0.85 | 36.1935
DK_CA_Kbh | . | S49 | . | T063 | 0.72 | 30.658
DK_CA_Kbh | . | S49 | . | T064 | 0.72 | 30.658
DK_CA_Kbh | . | S49 | . | T065 | 0.72 | 30.658
DK_CA_Kbh | . | S49 | . | T066 | 0.72 | 30.658
DK_CA_Kbh | . | S49 | . | T067 | 0.72 | 30.658
DK_CA_Kbh | . | S49 | . | T068 | 0.57 | 24.271
DK_CA_Kbh | . | S49 | . | T069 | 0.42 | 17.8839
DK_CA_Kbh | . | S49 | . | T070 | 0.42 | 17.8839
DK_CA_Kbh | . | S49 | . | T071 | 0.3 | 12.7742
DK_CA_Kbh | . | S49 | . | T072 | 0.3 | 12.7742
DK_CA_Kbh | . | S49 | . | T073 | 0.3 | 12.7742
DK_CA_Kbh | . | S49 | . | T074 | 0.3 | 12.7742
DK_CA_Kbh | . | S49 | . | T075 | 0.19 | 8.0903
DK_CA_Kbh | . | S49 | . | T076 | 0.19 | 8.0903
DK_CA_Kbh | . | S49 | . | T077 | 0.12 | 5.1097
DK_CA_Kbh | . | S49 | . | T078 | 0.12 | 5.1097
DK_CA_Kbh | . | S49 | . | T079 | 0.12 | 5.1097
DK_CA_Kbh | . | S49 | . | T080 | 0.3 | 12.7742
DK_CA_Kbh | . | S49 | . | T081 | 0.42 | 17.8839
DK_CA_Kbh | . | S49 | . | T082 | 0.42 | 17.8839
DK_CA_Kbh | . | S49 | . | T083 | 0.42 | 17.8839
DK_CA_Kbh | . | S49 | . | T084 | 0.3 | 12.7742
DK_CA_Kbh | . | S49 | . | T085 | 0.3 | 12.7742
DK_CA_Kbh | . | S49 | . | T086 | 0.3 | 12.7742
DK_CA_Kbh | . | S49 | . | T087 | 0.3 | 12.7742
DK_CA_Kbh | . | S49 | . | T088 | 0.42 | 17.8839
DK_CA_Kbh | . | S49 | . | T089 | 0.42 | 17.8839
DK_CA_Kbh | . | S49 | . | T090 | 0.19 | 8.0903
DK_CA_Kbh | . | S49 | . | T091 | 0.12 | 5.1097
DK_CA_Kbh | . | S49 | . | T092 | 0.12 | 5.1097
DK_CA_Kbh | . | S49 | . | T093 | 0.12 | 5.1097
DK_CA_Kbh | . | S49 | . | T094 | 0.06 | 2.5548
DK_CA_Kbh | . | S49 | . | T095 | 0.03 | 1.2774
DK_CA_Kbh | . | S49 | . | T096 | 0 | 0
DK_CA_Kbh | . | S49 | . | T097 | 0 | 0
DK_CA_Kbh | . | S49 | . | T098 | 0 | 0
DK_CA_Kbh | . | S49 | . | T099 | 0 | 0
DK_CA_Kbh | . | S49 | . | T100 | 0.03 | 1.2774
DK_CA_Kbh | . | S49 | . | T101 | 0.03 | 1.2774
DK_CA_Kbh | . | S49 | . | T102 | 0.06 | 2.5548
DK_CA_Kbh | . | S49 | . | T103 | 0.12 | 5.1097
DK_CA_Kbh | . | S49 | . | T104 | 0.12 | 5.1097
DK_CA_Kbh | . | S49 | . | T105 | 0.06 | 2.5548
DK_CA_Kbh | . | S49 | . | T106 | 0.12 | 5.1097
DK_CA_Kbh | . | S49 | . | T107 | 0.12 | 5.1097
DK_CA_Kbh | . | S49 | . | T108 | 0.19 | 8.0903
DK_CA_Kbh | . | S49 | . | T109 | 0.3 | 12.7742
DK_CA_Kbh | . | S49 | . | T110 | 0.3 | 12.7742
DK_CA_Kbh | . | S49 | . | T111 | 0.42 | 17.8839
DK_CA_Kbh | . | S49 | . | T112 | 0.42 | 17.8839
DK_CA_Kbh | . | S49 | . | T113 | 0.42 | 17.8839
DK_CA_Kbh | . | S49 | . | T114 | 0.3 | 12.7742
DK_CA_Kbh | . | S49 | . | T115 | 0.3 | 12.7742
DK_CA_Kbh | . | S49 | . | T116 | 0.3 | 12.7742
DK_CA_Kbh | . | S49 | . | T117 | 0.42 | 17.8839
DK_CA_Kbh | . | S49 | . | T118 | 0.42 | 17.8839
DK_CA_Kbh | . | S49 | . | T119 | 0.42 | 17.8839
DK_CA_Kbh | . | S49 | . | T120 | 0.3 | 12.7742
DK_CA_Kbh | . | S49 | . | T121 | 0.3 | 12.7742
DK_CA_Kbh | . | S49 | . | T122 | 0.3 | 12.7742
DK_CA_Kbh | . | S49 | . | T123 | 0.19 | 8.0903
DK_CA_Kbh | . | S49 | . | T124 | 0.19 | 8.0903
DK_CA_Kbh | . | S49 | . | T125 | 0.19 | 8.0903
DK_CA_Kbh | . | S49 | . | T126 | 0.12 | 5.1097
DK_CA_Kbh | . | S49 | . | T127 | 0.12 | 5.1097
DK_CA_Kbh | . | S49 | . | T128 | 0.06 | 2.5548
DK_CA_Kbh | . | S49 | . | T129 | 0.06 | 2.5548
DK_CA_Kbh | . | S49 | . | T130 | 0.03 | 1.2774
DK_CA_Kbh | . | S49 | . | T131 | 0 | 0
DK_CA_Kbh | . | S49 | . | T132 | 0.03 | 1.2774
DK_CA_Kbh | . | S49 | . | T133 | 0.03 | 1.2774
DK_CA_Kbh | . | S49 | . | T134 | 0 | 0
DK_CA_Kbh | . | S49 | . | T135 | 0 | 0
DK_CA_Kbh | . | S49 | . | T136 | 0 | 0
DK_CA_Kbh | . | S49 | . | T137 | 0 | 0
DK_CA_Kbh | . | S49 | . | T138 | 0 | 0
DK_CA_Kbh | . | S49 | . | T139 | 0 | 0
DK_CA_Kbh | . | S49 | . | T140 | 0 | 0
DK_CA_Kbh | . | S49 | . | T141 | 0 | 0
DK_CA_Kbh | . | S49 | . | T142 | 0 | 0
DK_CA_Kbh | . | S49 | . | T143 | 0 | 0
DK_CA_Kbh | . | S49 | . | T144 | 0 | 0
DK_CA_Kbh | . | S49 | . | T145 | 0 | 0
DK_CA_Kbh | . | S49 | . | T146 | 0 | 0
DK_CA_Kbh | . | S49 | . | T147 | 0 | 0
DK_CA_Kbh | . | S49 | . | T148 | 0 | 0
DK_CA_Kbh | . | S49 | . | T149 | 0 | 0
DK_CA_Kbh | . | S49 | . | T150 | 0 | 0
DK_CA_Kbh | . | S49 | . | T151 | 0 | 0
DK_CA_Kbh | . | S49 | . | T152 | 0 | 0
DK_CA_Kbh | . | S49 | . | T153 | 0 | 0
DK_CA_Kbh | . | S49 | . | T154 | 0 | 0
DK_CA_Kbh | . | S49 | . | T155 | 0 | 0
DK_CA_Kbh | . | S49 | . | T156 | 0 | 0
DK_CA_Kbh | . | S49 | . | T157 | 0 | 0
DK_CA_Kbh | . | S49 | . | T158 | 0.03 | 1.2774
DK_CA_Kbh | . | S49 | . | T159 | 0.06 | 2.5548
DK_CA_Kbh | . | S49 | . | T160 | 0.06 | 2.5548
DK_CA_Kbh | . | S49 | . | T161 | 0.06 | 2.5548
DK_CA_Kbh | . | S49 | . | T162 | 0.06 | 2.5548
DK_CA_Kbh | . | S49 | . | T163 | 0.06 | 2.5548
DK_CA_Kbh | . | S49 | . | T164 | 0.06 | 2.5548
DK_CA_Kbh | . | S49 | . | T165 | 0.06 | 2.5548
DK_CA_Kbh | . | S49 | . | T166 | 0.06 | 2.5548
DK_CA_Kbh | . | S49 | . | T167 | 0.06 | 2.5548
DK_CA_Kbh | . | S49 | . | T168 | 0.06 | 2.5548
DK_CA_Kbh | . | S50 | . | T001 | 0.12 | 5.1097
DK_CA_Kbh | . | S50 | . | T002 | 0.12 | 5.1097
DK_CA_Kbh | . | S50 | . | T003 | 0.12 | 5.1097
DK_CA_Kbh | . | S50 | . | T004 | 0.12 | 5.1097
DK_CA_Kbh | . | S50 | . | T005 | 0.06 | 2.5548
DK_CA_Kbh | . | S50 | . | T006 | 0.06 | 2.5548
DK_CA_Kbh | . | S50 | . | T007 | 0.12 | 5.1097
DK_CA_Kbh | . | S50 | . | T008 | 0.19 | 8.0903
DK_CA_Kbh | . | S50 | . | T009 | 0.3 | 12.7742
DK_CA_Kbh | . | S50 | . | T010 | 0.3 | 12.7742
DK_CA_Kbh | . | S50 | . | T011 | 0.3 | 12.7742
DK_CA_Kbh | . | S50 | . | T012 | 0.3 | 12.7742
DK_CA_Kbh | . | S50 | . | T013 | 0.3 | 12.7742
DK_CA_Kbh | . | S50 | . | T014 | 0.3 | 12.7742
DK_CA_Kbh | . | S50 | . | T015 | 0.42 | 17.8839
DK_CA_Kbh | . | S50 | . | T016 | 0.42 | 17.8839
DK_CA_Kbh | . | S50 | . | T017 | 0.42 | 17.8839
DK_CA_Kbh | . | S50 | . | T018 | 0.42 | 17.8839
DK_CA_Kbh | . | S50 | . | T019 | 0.42 | 17.8839
DK_CA_Kbh | . | S50 | . | T020 | 0.57 | 24.271
DK_CA_Kbh | . | S50 | . | T021 | 0.57 | 24.271
DK_CA_Kbh | . | S50 | . | T022 | 0.57 | 24.271
DK_CA_Kbh | . | S50 | . | T023 | 0.57 | 24.271
DK_CA_Kbh | . | S50 | . | T024 | 0.57 | 24.271
DK_CA_Kbh | . | S50 | . | T025 | 0.42 | 17.8839
DK_CA_Kbh | . | S50 | . | T026 | 0.42 | 17.8839
DK_CA_Kbh | . | S50 | . | T027 | 0.42 | 17.8839
DK_CA_Kbh | . | S50 | . | T028 | 0.3 | 12.7742
DK_CA_Kbh | . | S50 | . | T029 | 0.19 | 8.0903
DK_CA_Kbh | . | S50 | . | T030 | 0.19 | 8.0903
DK_CA_Kbh | . | S50 | . | T031 | 0.19 | 8.0903
DK_CA_Kbh | . | S50 | . | T032 | 0.12 | 5.1097
DK_CA_Kbh | . | S50 | . | T033 | 0.12 | 5.1097
DK_CA_Kbh | . | S50 | . | T034 | 0.12 | 5.1097
DK_CA_Kbh | . | S50 | . | T035 | 0.12 | 5.1097
DK_CA_Kbh | . | S50 | . | T036 | 0.12 | 5.1097
DK_CA_Kbh | . | S50 | . | T037 | 0.12 | 5.1097
DK_CA_Kbh | . | S50 | . | T038 | 0.12 | 5.1097
DK_CA_Kbh | . | S50 | . | T039 | 0.12 | 5.1097
DK_CA_Kbh | . | S50 | . | T040 | 0.12 | 5.1097
DK_CA_Kbh | . | S50 | . | T041 | 0.06 | 2.5548
DK_CA_Kbh | . | S50 | . | T042 | 0.06 | 2.5548
DK_CA_Kbh | . | S50 | . | T043 | 0.06 | 2.5548
DK_CA_Kbh | . | S50 | . | T044 | 0.06 | 2.5548
DK_CA_Kbh | . | S50 | . | T045 | 0.06 | 2.5548
DK_CA_Kbh | . | S50 | . | T046 | 0.12 | 5.1097
DK_CA_Kbh | . | S50 | . | T047 | 0.12 | 5.1097
DK_CA_Kbh | . | S50 | . | T048 | 0.12 | 5.1097
DK_CA_Kbh | . | S50 | . | T049 | 0.12 | 5.1097
DK_CA_Kbh | . | S50 | . | T050 | 0.12 | 5.1097
DK_CA_Kbh | . | S50 | . | T051 | 0.12 | 5.1097
DK_CA_Kbh | . | S50 | . | T052 | 0.12 | 5.1097
DK_CA_Kbh | . | S50 | . | T053 | 0.06 | 2.5548
DK_CA_Kbh | . | S50 | . | T054 | 0.06 | 2.5548
DK_CA_Kbh | . | S50 | . | T055 | 0.06 | 2.5548
DK_CA_Kbh | . | S50 | . | T056 | 0.3 | 12.7742
DK_CA_Kbh | . | S50 | . | T057 | 0.3 | 12.7742
DK_CA_Kbh | . | S50 | . | T058 | 0.19 | 8.0903
DK_CA_Kbh | . | S50 | . | T059 | 0.12 | 5.1097
DK_CA_Kbh | . | S50 | . | T060 | 0.12 | 5.1097
DK_CA_Kbh | . | S50 | . | T061 | 0.12 | 5.1097
DK_CA_Kbh | . | S50 | . | T062 | 0.12 | 5.1097
DK_CA_Kbh | . | S50 | . | T063 | 0.12 | 5.1097
DK_CA_Kbh | . | S50 | . | T064 | 0.12 | 5.1097
DK_CA_Kbh | . | S50 | . | T065 | 0.06 | 2.5548
DK_CA_Kbh | . | S50 | . | T066 | 0.06 | 2.5548
DK_CA_Kbh | . | S50 | . | T067 | 0.06 | 2.5548
DK_CA_Kbh | . | S50 | . | T068 | 0.06 | 2.5548
DK_CA_Kbh | . | S50 | . | T069 | 0.12 | 5.1097
DK_CA_Kbh | . | S50 | . | T070 | 0.12 | 5.1097
DK_CA_Kbh | . | S50 | . | T071 | 0.12 | 5.1097
DK_CA_Kbh | . | S50 | . | T072 | 0.12 | 5.1097
DK_CA_Kbh | . | S50 | . | T073 | 0.06 | 2.5548
DK_CA_Kbh | . | S50 | . | T074 | 0.06 | 2.5548
DK_CA_Kbh | . | S50 | . | T075 | 0.06 | 2.5548
DK_CA_Kbh | . | S50 | . | T076 | 0.06 | 2.5548
DK_CA_Kbh | . | S50 | . | T077 | 0.12 | 5.1097
DK_CA_Kbh | . | S50 | . | T078 | 0.12 | 5.1097
DK_CA_Kbh | . | S50 | . | T079 | 0.12 | 5.1097
DK_CA_Kbh | . | S50 | . | T080 | 0.12 | 5.1097
DK_CA_Kbh | . | S50 | . | T081 | 0.19 | 8.0903
DK_CA_Kbh | . | S50 | . | T082 | 0.12 | 5.1097
DK_CA_Kbh | . | S50 | . | T083 | 0.12 | 5.1097
DK_CA_Kbh | . | S50 | . | T084 | 0.12 | 5.1097
DK_CA_Kbh | . | S50 | . | T085 | 0.12 | 5.1097
DK_CA_Kbh | . | S50 | . | T086 | 0.12 | 5.1097
DK_CA_Kbh | . | S50 | . | T087 | 0.12 | 5.1097
DK_CA_Kbh | . | S50 | . | T088 | 0.12 | 5.1097
DK_CA_Kbh | . | S50 | . | T089 | 0.12 | 5.1097
DK_CA_Kbh | . | S50 | . | T090 | 0.12 | 5.1097
DK_CA_Kbh | . | S50 | . | T091 | 0.12 | 5.1097
DK_CA_Kbh | . | S50 | . | T092 | 0.06 | 2.5548
DK_CA_Kbh | . | S50 | . | T093 | 0.06 | 2.5548
DK_CA_Kbh | . | S50 | . | T094 | 0.06 | 2.5548
DK_CA_Kbh | . | S50 | . | T095 | 0.03 | 1.2774
DK_CA_Kbh | . | S50 | . | T096 | 0.03 | 1.2774
DK_CA_Kbh | . | S50 | . | T097 | 0.03 | 1.2774
DK_CA_Kbh | . | S50 | . | T098 | 0.03 | 1.2774
DK_CA_Kbh | . | S50 | . | T099 | 0.03 | 1.2774
DK_CA_Kbh | . | S50 | . | T100 | 0.03 | 1.2774
DK_CA_Kbh | . | S50 | . | T101 | 0.03 | 1.2774
DK_CA_Kbh | . | S50 | . | T102 | 0.03 | 1.2774
DK_CA_Kbh | . | S50 | . | T103 | 0.03 | 1.2774
DK_CA_Kbh | . | S50 | . | T104 | 0.19 | 8.0903
DK_CA_Kbh | . | S50 | . | T105 | 0.19 | 8.0903
DK_CA_Kbh | . | S50 | . | T106 | 0.12 | 5.1097
DK_CA_Kbh | . | S50 | . | T107 | 0.06 | 2.5548
DK_CA_Kbh | . | S50 | . | T108 | 0.06 | 2.5548
DK_CA_Kbh | . | S50 | . | T109 | 0.06 | 2.5548
DK_CA_Kbh | . | S50 | . | T110 | 0.06 | 2.5548
DK_CA_Kbh | . | S50 | . | T111 | 0.03 | 1.2774
DK_CA_Kbh | . | S50 | . | T112 | 0.03 | 1.2774
DK_CA_Kbh | . | S50 | . | T113 | 0.03 | 1.2774
DK_CA_Kbh | . | S50 | . | T114 | 0 | 0
DK_CA_Kbh | . | S50 | . | T115 | 0 | 0
DK_CA_Kbh | . | S50 | . | T116 | 0 | 0
DK_CA_Kbh | . | S50 | . | T117 | 0 | 0
DK_CA_Kbh | . | S50 | . | T118 | 0.03 | 1.2774
DK_CA_Kbh | . | S50 | . | T119 | 0.06 | 2.5548
DK_CA_Kbh | . | S50 | . | T120 | 0.06 | 2.5548
DK_CA_Kbh | . | S50 | . | T121 | 0.06 | 2.5548
DK_CA_Kbh | . | S50 | . | T122 | 0.06 | 2.5548
DK_CA_Kbh | . | S50 | . | T123 | 0.12 | 5.1097
DK_CA_Kbh | . | S50 | . | T124 | 0.12 | 5.1097
DK_CA_Kbh | . | S50 | . | T125 | 0.19 | 8.0903
DK_CA_Kbh | . | S50 | . | T126 | 0.19 | 8.0903
DK_CA_Kbh | . | S50 | . | T127 | 0.19 | 8.0903
DK_CA_Kbh | . | S50 | . | T128 | 0.19 | 8.0903
DK_CA_Kbh | . | S50 | . | T129 | 0.19 | 8.0903
DK_CA_Kbh | . | S50 | . | T130 | 0.3 | 12.7742
DK_CA_Kbh | . | S50 | . | T131 | 0.3 | 12.7742
DK_CA_Kbh | . | S50 | . | T132 | 0.3 | 12.7742
DK_CA_Kbh | . | S50 | . | T133 | 0.3 | 12.7742
DK_CA_Kbh | . | S50 | . | T134 | 0.3 | 12.7742
DK_CA_Kbh | . | S50 | . | T135 | 0.3 | 12.7742
DK_CA_Kbh | . | S50 | . | T136 | 0.3 | 12.7742
DK_CA_Kbh | . | S50 | . | T137 | 0.19 | 8.0903
DK_CA_Kbh | . | S50 | . | T138 | 0.19 | 8.0903
DK_CA_Kbh | . | S50 | . | T139 | 0.19 | 8.0903
DK_CA_Kbh | . | S50 | . | T140 | 0.19 | 8.0903
DK_CA_Kbh | . | S50 | . | T141 | 0.19 | 8.0903
DK_CA_Kbh | . | S50 | . | T142 | 0.19 | 8.0903
DK_CA_Kbh | . | S50 | . | T143 | 0.12 | 5.1097
DK_CA_Kbh | . | S50 | . | T144 | 0.06 | 2.5548
DK_CA_Kbh | . | S50 | . | T145 | 0.06 | 2.5548
DK_CA_Kbh | . | S50 | . | T146 | 0.03 | 1.2774
DK_CA_Kbh | . | S50 | . | T147 | 0.03 | 1.2774
DK_CA_Kbh | . | S50 | . | T148 | 0.03 | 1.2774
DK_CA_Kbh | . | S50 | . | T149 | 0.03 | 1.2774
DK_CA_Kbh | . | S50 | . | T150 | 0.03 | 1.2774
DK_CA_Kbh | . | S50 | . | T151 | 0.03 | 1.2774
DK_CA_Kbh | . | S50 | . | T152 | 0.3 | 12.7742
DK_CA_Kbh | . | S50 | . | T153 | 0.3 | 12.7742
DK_CA_Kbh | . | S50 | . | T154 | 0.12 | 5.1097
DK_CA_Kbh | . | S50 | . | T155 | 0.06 | 2.5548
DK_CA_Kbh | . | S50 | . | T156 | 0.03 | 1.2774
DK_CA_Kbh | . | S50 | . | T157 | 0.03 | 1.2774
DK_CA_Kbh | . | S50 | . | T158 | 0.03 | 1.2774
DK_CA_Kbh | . | S50 | . | T159 | 0.03 | 1.2774
DK_CA_Kbh | . | S50 | . | T160 | 0.03 | 1.2774
DK_CA_Kbh | . | S50 | . | T161 | 0.03 | 1.2774
DK_CA_Kbh | . | S50 | . | T162 | 0.03 | 1.2774
DK_CA_Kbh | . | S50 | . | T163 | 0 | 0
DK_CA_Kbh | . | S50 | . | T164 | 0 | 0
DK_CA_Kbh | . | S50 | . | T165 | 0 | 0
DK_CA_Kbh | . | S50 | . | T166 | 0 | 0
DK_CA_Kbh | . | S50 | . | T167 | 0 | 0
DK_CA_Kbh | . | S50 | . | T168 | 0.03 | 1.2774
DK_CA_Kbh | . | S51 | . | T001 | 0.03 | 1.2774
DK_CA_Kbh | . | S51 | . | T002 | 0.03 | 1.2774
DK_CA_Kbh | . | S51 | . | T003 | 0.03 | 1.2774
DK_CA_Kbh | . | S51 | . | T004 | 0.06 | 2.5548
DK_CA_Kbh | . | S51 | . | T005 | 0.12 | 5.1097
DK_CA_Kbh | . | S51 | . | T006 | 0.12 | 5.1097
DK_CA_Kbh | . | S51 | . | T007 | 0.19 | 8.0903
DK_CA_Kbh | . | S51 | . | T008 | 0.19 | 8.0903
DK_CA_Kbh | . | S51 | . | T009 | 0.19 | 8.0903
DK_CA_Kbh | . | S51 | . | T010 | 0.3 | 12.7742
DK_CA_Kbh | . | S51 | . | T011 | 0.3 | 12.7742
DK_CA_Kbh | . | S51 | . | T012 | 0.3 | 12.7742
DK_CA_Kbh | . | S51 | . | T013 | 0.3 | 12.7742
DK_CA_Kbh | . | S51 | . | T014 | 0.3 | 12.7742
DK_CA_Kbh | . | S51 | . | T015 | 0.19 | 8.0903
DK_CA_Kbh | . | S51 | . | T016 | 0.3 | 12.7742
DK_CA_Kbh | . | S51 | . | T017 | 0.3 | 12.7742
DK_CA_Kbh | . | S51 | . | T018 | 0.3 | 12.7742
DK_CA_Kbh | . | S51 | . | T019 | 0.3 | 12.7742
DK_CA_Kbh | . | S51 | . | T020 | 0.3 | 12.7742
DK_CA_Kbh | . | S51 | . | T021 | 0.3 | 12.7742
DK_CA_Kbh | . | S51 | . | T022 | 0.42 | 17.8839
DK_CA_Kbh | . | S51 | . | T023 | 0.3 | 12.7742
DK_CA_Kbh | . | S51 | . | T024 | 0.3 | 12.7742
DK_CA_Kbh | . | S51 | . | T025 | 0.3 | 12.7742
DK_CA_Kbh | . | S51 | . | T026 | 0.19 | 8.0903
DK_CA_Kbh | . | S51 | . | T027 | 0.19 | 8.0903
DK_CA_Kbh | . | S51 | . | T028 | 0.19 | 8.0903
DK_CA_Kbh | . | S51 | . | T029 | 0.12 | 5.1097
DK_CA_Kbh | . | S51 | . | T030 | 0.19 | 8.0903
DK_CA_Kbh | . | S51 | . | T031 | 0.12 | 5.1097
DK_CA_Kbh | . | S51 | . | T032 | 0.42 | 17.8839
DK_CA_Kbh | . | S51 | . | T033 | 0.3 | 12.7742
DK_CA_Kbh | . | S51 | . | T034 | 0.42 | 17.8839
DK_CA_Kbh | . | S51 | . | T035 | 0.42 | 17.8839
DK_CA_Kbh | . | S51 | . | T036 | 0.42 | 17.8839
DK_CA_Kbh | . | S51 | . | T037 | 0.42 | 17.8839
DK_CA_Kbh | . | S51 | . | T038 | 0.42 | 17.8839
DK_CA_Kbh | . | S51 | . | T039 | 0.42 | 17.8839
DK_CA_Kbh | . | S51 | . | T040 | 0.3 | 12.7742
DK_CA_Kbh | . | S51 | . | T041 | 0.19 | 8.0903
DK_CA_Kbh | . | S51 | . | T042 | 0.12 | 5.1097
DK_CA_Kbh | . | S51 | . | T043 | 0.06 | 2.5548
DK_CA_Kbh | . | S51 | . | T044 | 0.03 | 1.2774
DK_CA_Kbh | . | S51 | . | T045 | 0.03 | 1.2774
DK_CA_Kbh | . | S51 | . | T046 | 0.03 | 1.2774
DK_CA_Kbh | . | S51 | . | T047 | 0.03 | 1.2774
DK_CA_Kbh | . | S51 | . | T048 | 0.03 | 1.2774
DK_CA_Kbh | . | S51 | . | T049 | 0.03 | 1.2774
DK_CA_Kbh | . | S51 | . | T050 | 0.06 | 2.5548
DK_CA_Kbh | . | S51 | . | T051 | 0.12 | 5.1097
DK_CA_Kbh | . | S51 | . | T052 | 0.12 | 5.1097
DK_CA_Kbh | . | S51 | . | T053 | 0.06 | 2.5548
DK_CA_Kbh | . | S51 | . | T054 | 0.12 | 5.1097
DK_CA_Kbh | . | S51 | . | T055 | 0.12 | 5.1097
DK_CA_Kbh | . | S51 | . | T056 | 0.19 | 8.0903
DK_CA_Kbh | . | S51 | . | T057 | 0.19 | 8.0903
DK_CA_Kbh | . | S51 | . | T058 | 0.19 | 8.0903
DK_CA_Kbh | . | S51 | . | T059 | 0.12 | 5.1097
DK_CA_Kbh | . | S51 | . | T060 | 0.06 | 2.5548
DK_CA_Kbh | . | S51 | . | T061 | 0.06 | 2.5548
DK_CA_Kbh | . | S51 | . | T062 | 0.12 | 5.1097
DK_CA_Kbh | . | S51 | . | T063 | 0.12 | 5.1097
DK_CA_Kbh | . | S51 | . | T064 | 0.19 | 8.0903
DK_CA_Kbh | . | S51 | . | T065 | 0.12 | 5.1097
DK_CA_Kbh | . | S51 | . | T066 | 0.12 | 5.1097
DK_CA_Kbh | . | S51 | . | T067 | 0.12 | 5.1097
DK_CA_Kbh | . | S51 | . | T068 | 0.19 | 8.0903
DK_CA_Kbh | . | S51 | . | T069 | 0.3 | 12.7742
DK_CA_Kbh | . | S51 | . | T070 | 0.3 | 12.7742
DK_CA_Kbh | . | S51 | . | T071 | 0.42 | 17.8839
DK_CA_Kbh | . | S51 | . | T072 | 0.57 | 24.271
DK_CA_Kbh | . | S51 | . | T073 | 0.85 | 36.1935
DK_CA_Kbh | . | S51 | . | T074 | 0.95 | 40.4516
DK_CA_Kbh | . | S51 | . | T075 | 0.95 | 40.4516
DK_CA_Kbh | . | S51 | . | T076 | 0.99 | 42.1548
DK_CA_Kbh | . | S51 | . | T077 | 0.99 | 42.1548
DK_CA_Kbh | . | S51 | . | T078 | 0.99 | 42.1548
DK_CA_Kbh | . | S51 | . | T079 | 1 | 42.5806
DK_CA_Kbh | . | S51 | . | T080 | 1 | 42.5806
DK_CA_Kbh | . | S51 | . | T081 | 1 | 42.5806
DK_CA_Kbh | . | S51 | . | T082 | 1 | 42.5806
DK_CA_Kbh | . | S51 | . | T083 | 1 | 42.5806
DK_CA_Kbh | . | S51 | . | T084 | 1 | 42.5806
DK_CA_Kbh | . | S51 | . | T085 | 1 | 42.5806
DK_CA_Kbh | . | S51 | . | T086 | 1 | 42.5806
DK_CA_Kbh | . | S51 | . | T087 | 1 | 42.5806
DK_CA_Kbh | . | S51 | . | T088 | 1 | 42.5806
DK_CA_Kbh | . | S51 | . | T089 | 0.99 | 42.1548
DK_CA_Kbh | . | S51 | . | T090 | 0.95 | 40.4516
DK_CA_Kbh | . | S51 | . | T091 | 0.85 | 36.1935
DK_CA_Kbh | . | S51 | . | T092 | 0.85 | 36.1935
DK_CA_Kbh | . | S51 | . | T093 | 0.85 | 36.1935
DK_CA_Kbh | . | S51 | . | T094 | 0.85 | 36.1935
DK_CA_Kbh | . | S51 | . | T095 | 0.57 | 24.271
DK_CA_Kbh | . | S51 | . | T096 | 0.42 | 17.8839
DK_CA_Kbh | . | S51 | . | T097 | 0.57 | 24.271
DK_CA_Kbh | . | S51 | . | T098 | 0.72 | 30.658
DK_CA_Kbh | . | S51 | . | T099 | 0.72 | 30.658
DK_CA_Kbh | . | S51 | . | T100 | 0.72 | 30.658
DK_CA_Kbh | . | S51 | . | T101 | 0.72 | 30.658
DK_CA_Kbh | . | S51 | . | T102 | 0.57 | 24.271
DK_CA_Kbh | . | S51 | . | T103 | 0.57 | 24.271
DK_CA_Kbh | . | S51 | . | T104 | 0.57 | 24.271
DK_CA_Kbh | . | S51 | . | T105 | 0.42 | 17.8839
DK_CA_Kbh | . | S51 | . | T106 | 0.3 | 12.7742
DK_CA_Kbh | . | S51 | . | T107 | 0.12 | 5.1097
DK_CA_Kbh | . | S51 | . | T108 | 0.12 | 5.1097
DK_CA_Kbh | . | S51 | . | T109 | 0.19 | 8.0903
DK_CA_Kbh | . | S51 | . | T110 | 0.3 | 12.7742
DK_CA_Kbh | . | S51 | . | T111 | 0.42 | 17.8839
DK_CA_Kbh | . | S51 | . | T112 | 0.57 | 24.271
DK_CA_Kbh | . | S51 | . | T113 | 0.95 | 40.4516
DK_CA_Kbh | . | S51 | . | T114 | 0.99 | 42.1548
DK_CA_Kbh | . | S51 | . | T115 | 1 | 42.5806
DK_CA_Kbh | . | S51 | . | T116 | 1 | 42.5806
DK_CA_Kbh | . | S51 | . | T117 | 1 | 42.5806
DK_CA_Kbh | . | S51 | . | T118 | 1 | 42.5806
DK_CA_Kbh | . | S51 | . | T119 | 1 | 42.5806
DK_CA_Kbh | . | S51 | . | T120 | 1 | 42.5806
DK_CA_Kbh | . | S51 | . | T121 | 1 | 42.5806
DK_CA_Kbh | . | S51 | . | T122 | 1 | 42.5806
DK_CA_Kbh | . | S51 | . | T123 | 1 | 42.5806
DK_CA_Kbh | . | S51 | . | T124 | 1 | 42.5806
DK_CA_Kbh | . | S51 | . | T125 | 1 | 42.5806
DK_CA_Kbh | . | S51 | . | T126 | 1 | 42.5806
DK_CA_Kbh | . | S51 | . | T127 | 0.99 | 42.1548
DK_CA_Kbh | . | S51 | . | T128 | 0.95 | 40.4516
DK_CA_Kbh | . | S51 | . | T129 | 0.85 | 36.1935
DK_CA_Kbh | . | S51 | . | T130 | 0.72 | 30.658
DK_CA_Kbh | . | S51 | . | T131 | 0.57 | 24.271
DK_CA_Kbh | . | S51 | . | T132 | 0.42 | 17.8839
DK_CA_Kbh | . | S51 | . | T133 | 0.3 | 12.7742
DK_CA_Kbh | . | S51 | . | T134 | 0.19 | 8.0903
DK_CA_Kbh | . | S51 | . | T135 | 0.42 | 17.8839
DK_CA_Kbh | . | S51 | . | T136 | 0.42 | 17.8839
DK_CA_Kbh | . | S51 | . | T137 | 0.42 | 17.8839
DK_CA_Kbh | . | S51 | . | T138 | 0.57 | 24.271
DK_CA_Kbh | . | S51 | . | T139 | 0.57 | 24.271
DK_CA_Kbh | . | S51 | . | T140 | 0.42 | 17.8839
DK_CA_Kbh | . | S51 | . | T141 | 0.42 | 17.8839
DK_CA_Kbh | . | S51 | . | T142 | 0.57 | 24.271
DK_CA_Kbh | . | S51 | . | T143 | 0.42 | 17.8839
DK_CA_Kbh | . | S51 | . | T144 | 0.3 | 12.7742
DK_CA_Kbh | . | S51 | . | T145 | 0.3 | 12.7742
DK_CA_Kbh | . | S51 | . | T146 | 0.19 | 8.0903
DK_CA_Kbh | . | S51 | . | T147 | 0.12 | 5.1097
DK_CA_Kbh | . | S51 | . | T148 | 0.06 | 2.5548
DK_CA_Kbh | . | S51 | . | T149 | 0.06 | 2.5548
DK_CA_Kbh | . | S51 | . | T150 | 0.03 | 1.2774
DK_CA_Kbh | . | S51 | . | T151 | 0.03 | 1.2774
DK_CA_Kbh | . | S51 | . | T152 | 0.03 | 1.2774
DK_CA_Kbh | . | S51 | . | T153 | 0.03 | 1.2774
DK_CA_Kbh | . | S51 | . | T154 | 0 | 0
DK_CA_Kbh | . | S51 | . | T155 | 0 | 0
DK_CA_Kbh | . | S51 | . | T156 | 0 | 0
DK_CA_Kbh | . | S51 | . | T157 | 0 | 0
DK_CA_Kbh | . | S51 | . | T158 | 0 | 0
DK_CA_Kbh | . | S51 | . | T159 | 0 | 0
DK_CA_Kbh | . | S51 | . | T160 | 0.03 | 1.2774
DK_CA_Kbh | . | S51 | . | T161 | 0.06 | 2.5548
DK_CA_Kbh | . | S51 | . | T162 | 0.06 | 2.5548
DK_CA_Kbh | . | S51 | . | T163 | 0.03 | 1.2774
DK_CA_Kbh | . | S51 | . | T164 | 0.03 | 1.2774
DK_CA_Kbh | . | S51 | . | T165 | 0.03 | 1.2774
DK_CA_Kbh | . | S51 | . | T166 | 0.03 | 1.2774
DK_CA_Kbh | . | S51 | . | T167 | 0.03 | 1.2774
DK_CA_Kbh | . | S51 | . | T168 | 0.06 | 2.5548
DK_CA_Kbh | . | S52 | . | T001 | 0.06 | 2.5548
DK_CA_Kbh | . | S52 | . | T002 | 0.06 | 2.5548
DK_CA_Kbh | . | S52 | . | T003 | 0.03 | 1.2774
DK_CA_Kbh | . | S52 | . | T004 | 0.06 | 2.5548
DK_CA_Kbh | . | S52 | . | T005 | 0.19 | 8.0903
DK_CA_Kbh | . | S52 | . | T006 | 0.42 | 17.8839
DK_CA_Kbh | . | S52 | . | T007 | 0.57 | 24.271
DK_CA_Kbh | . | S52 | . | T008 | 0.72 | 30.658
DK_CA_Kbh | . | S52 | . | T009 | 0.72 | 30.658
DK_CA_Kbh | . | S52 | . | T010 | 0.42 | 17.8839
DK_CA_Kbh | . | S52 | . | T011 | 0.42 | 17.8839
DK_CA_Kbh | . | S52 | . | T012 | 0.3 | 12.7742
DK_CA_Kbh | . | S52 | . | T013 | 0.3 | 12.7742
DK_CA_Kbh | . | S52 | . | T014 | 0.19 | 8.0903
DK_CA_Kbh | . | S52 | . | T015 | 0.12 | 5.1097
DK_CA_Kbh | . | S52 | . | T016 | 0.12 | 5.1097
DK_CA_Kbh | . | S52 | . | T017 | 0.06 | 2.5548
DK_CA_Kbh | . | S52 | . | T018 | 0 | 0
DK_CA_Kbh | . | S52 | . | T019 | 0 | 0
DK_CA_Kbh | . | S52 | . | T020 | 0 | 0
DK_CA_Kbh | . | S52 | . | T021 | 0.06 | 2.5548
DK_CA_Kbh | . | S52 | . | T022 | 0.42 | 17.8839
DK_CA_Kbh | . | S52 | . | T023 | 0.85 | 36.1935
DK_CA_Kbh | . | S52 | . | T024 | 0.95 | 40.4516
DK_CA_Kbh | . | S52 | . | T025 | 0.95 | 40.4516
DK_CA_Kbh | . | S52 | . | T026 | 0.95 | 40.4516
DK_CA_Kbh | . | S52 | . | T027 | 0.95 | 40.4516
DK_CA_Kbh | . | S52 | . | T028 | 0.85 | 36.1935
DK_CA_Kbh | . | S52 | . | T029 | 0.85 | 36.1935
DK_CA_Kbh | . | S52 | . | T030 | 0.72 | 30.658
DK_CA_Kbh | . | S52 | . | T031 | 0.57 | 24.271
DK_CA_Kbh | . | S52 | . | T032 | 0.57 | 24.271
DK_CA_Kbh | . | S52 | . | T033 | 0.57 | 24.271
DK_CA_Kbh | . | S52 | . | T034 | 0.57 | 24.271
DK_CA_Kbh | . | S52 | . | T035 | 0.57 | 24.271
DK_CA_Kbh | . | S52 | . | T036 | 0.57 | 24.271
DK_CA_Kbh | . | S52 | . | T037 | 0.57 | 24.271
DK_CA_Kbh | . | S52 | . | T038 | 0.57 | 24.271
DK_CA_Kbh | . | S52 | . | T039 | 0.57 | 24.271
DK_CA_Kbh | . | S52 | . | T040 | 0.57 | 24.271
DK_CA_Kbh | . | S52 | . | T041 | 0.57 | 24.271
DK_CA_Kbh | . | S52 | . | T042 | 0.57 | 24.271
DK_CA_Kbh | . | S52 | . | T043 | 0.42 | 17.8839
DK_CA_Kbh | . | S52 | . | T044 | 0.3 | 12.7742
DK_CA_Kbh | . | S52 | . | T045 | 0.42 | 17.8839
DK_CA_Kbh | . | S52 | . | T046 | 0.57 | 24.271
DK_CA_Kbh | . | S52 | . | T047 | 0.85 | 36.1935
DK_CA_Kbh | . | S52 | . | T048 | 0.95 | 40.4516
DK_CA_Kbh | . | S52 | . | T049 | 1 | 42.5806
DK_CA_Kbh | . | S52 | . | T050 | 0.99 | 42.1548
DK_CA_Kbh | . | S52 | . | T051 | 0.95 | 40.4516
DK_CA_Kbh | . | S52 | . | T052 | 0.85 | 36.1935
DK_CA_Kbh | . | S52 | . | T053 | 0.42 | 17.8839
DK_CA_Kbh | . | S52 | . | T054 | 0.57 | 24.271
DK_CA_Kbh | . | S52 | . | T055 | 0.57 | 24.271
DK_CA_Kbh | . | S52 | . | T056 | 0.95 | 40.4516
DK_CA_Kbh | . | S52 | . | T057 | 0.95 | 40.4516
DK_CA_Kbh | . | S52 | . | T058 | 0.85 | 36.1935
DK_CA_Kbh | . | S52 | . | T059 | 0.72 | 30.658
DK_CA_Kbh | . | S52 | . | T060 | 0.72 | 30.658
DK_CA_Kbh | . | S52 | . | T061 | 0.57 | 24.271
DK_CA_Kbh | . | S52 | . | T062 | 0.57 | 24.271
DK_CA_Kbh | . | S52 | . | T063 | 0.72 | 30.658
DK_CA_Kbh | . | S52 | . | T064 | 0.72 | 30.658
DK_CA_Kbh | . | S52 | . | T065 | 0.72 | 30.658
DK_CA_Kbh | . | S52 | . | T066 | 0.42 | 17.8839
DK_CA_Kbh | . | S52 | . | T067 | 0.3 | 12.7742
DK_CA_Kbh | . | S52 | . | T068 | 0.19 | 8.0903
DK_CA_Kbh | . | S52 | . | T069 | 0.19 | 8.0903
DK_CA_Kbh | . | S52 | . | T070 | 0.12 | 5.1097
DK_CA_Kbh | . | S52 | . | T071 | 0.12 | 5.1097
DK_CA_Kbh | . | S52 | . | T072 | 0.12 | 5.1097
DK_CA_Kbh | . | S52 | . | T073 | 0.12 | 5.1097
DK_CA_Kbh | . | S52 | . | T074 | 0.06 | 2.5548
DK_CA_Kbh | . | S52 | . | T075 | 0.03 | 1.2774
DK_CA_Kbh | . | S52 | . | T076 | 0 | 0
DK_CA_Kbh | . | S52 | . | T077 | 0 | 0
DK_CA_Kbh | . | S52 | . | T078 | 0 | 0
DK_CA_Kbh | . | S52 | . | T079 | 0 | 0
DK_CA_Kbh | . | S52 | . | T080 | 0 | 0
DK_CA_Kbh | . | S52 | . | T081 | 0 | 0
DK_CA_Kbh | . | S52 | . | T082 | 0 | 0
DK_CA_Kbh | . | S52 | . | T083 | 0 | 0
DK_CA_Kbh | . | S52 | . | T084 | 0 | 0
DK_CA_Kbh | . | S52 | . | T085 | 0 | 0
DK_CA_Kbh | . | S52 | . | T086 | 0 | 0
DK_CA_Kbh | . | S52 | . | T087 | 0 | 0
DK_CA_Kbh | . | S52 | . | T088 | 0 | 0
DK_CA_Kbh | . | S52 | . | T089 | 0 | 0
DK_CA_Kbh | . | S52 | . | T090 | 0 | 0
DK_CA_Kbh | . | S52 | . | T091 | 0 | 0
DK_CA_Kbh | . | S52 | . | T092 | 0 | 0
DK_CA_Kbh | . | S52 | . | T093 | 0 | 0
DK_CA_Kbh | . | S52 | . | T094 | 0 | 0
DK_CA_Kbh | . | S52 | . | T095 | 0.03 | 1.2774
DK_CA_Kbh | . | S52 | . | T096 | 0.03 | 1.2774
DK_CA_Kbh | . | S52 | . | T097 | 0.06 | 2.5548
DK_CA_Kbh | . | S52 | . | T098 | 0.12 | 5.1097
DK_CA_Kbh | . | S52 | . | T099 | 0.12 | 5.1097
DK_CA_Kbh | . | S52 | . | T100 | 0.12 | 5.1097
DK_CA_Kbh | . | S52 | . | T101 | 0.12 | 5.1097
DK_CA_Kbh | . | S52 | . | T102 | 0.12 | 5.1097
DK_CA_Kbh | . | S52 | . | T103 | 0.12 | 5.1097
DK_CA_Kbh | . | S52 | . | T104 | 0.3 | 12.7742
DK_CA_Kbh | . | S52 | . | T105 | 0.3 | 12.7742
DK_CA_Kbh | . | S52 | . | T106 | 0.3 | 12.7742
DK_CA_Kbh | . | S52 | . | T107 | 0.3 | 12.7742
DK_CA_Kbh | . | S52 | . | T108 | 0.19 | 8.0903
DK_CA_Kbh | . | S52 | . | T109 | 0.12 | 5.1097
DK_CA_Kbh | . | S52 | . | T110 | 0.42 | 17.8839
DK_CA_Kbh | . | S52 | . | T111 | 0.57 | 24.271
DK_CA_Kbh | . | S52 | . | T112 | 0.57 | 24.271
DK_CA_Kbh | . | S52 | . | T113 | 0.42 | 17.8839
DK_CA_Kbh | . | S52 | . | T114 | 0.19 | 8.0903
DK_CA_Kbh | . | S52 | . | T115 | 0.06 | 2.5548
DK_CA_Kbh | . | S52 | . | T116 | 0 | 0
DK_CA_Kbh | . | S52 | . | T117 | 0.06 | 2.5548
DK_CA_Kbh | . | S52 | . | T118 | 0.42 | 17.8839
DK_CA_Kbh | . | S52 | . | T119 | 0.57 | 24.271
DK_CA_Kbh | . | S52 | . | T120 | 0.42 | 17.8839
DK_CA_Kbh | . | S52 | . | T121 | 0.3 | 12.7742
DK_CA_Kbh | . | S52 | . | T122 | 0.3 | 12.7742
DK_CA_Kbh | . | S52 | . | T123 | 0.19 | 8.0903
DK_CA_Kbh | . | S52 | . | T124 | 0.12 | 5.1097
DK_CA_Kbh | . | S52 | . | T125 | 0.06 | 2.5548
DK_CA_Kbh | . | S52 | . | T126 | 0 | 0
DK_CA_Kbh | . | S52 | . | T127 | 0 | 0
DK_CA_Kbh | . | S52 | . | T128 | 0 | 0
DK_CA_Kbh | . | S52 | . | T129 | 0.03 | 1.2774
DK_CA_Kbh | . | S52 | . | T130 | 0.12 | 5.1097
DK_CA_Kbh | . | S52 | . | T131 | 0.3 | 12.7742
DK_CA_Kbh | . | S52 | . | T132 | 0.57 | 24.271
DK_CA_Kbh | . | S52 | . | T133 | 0.85 | 36.1935
DK_CA_Kbh | . | S52 | . | T134 | 0.95 | 40.4516
DK_CA_Kbh | . | S52 | . | T135 | 0.95 | 40.4516
DK_CA_Kbh | . | S52 | . | T136 | 0.95 | 40.4516
DK_CA_Kbh | . | S52 | . | T137 | 0.85 | 36.1935
DK_CA_Kbh | . | S52 | . | T138 | 0.72 | 30.658
DK_CA_Kbh | . | S52 | . | T139 | 0.72 | 30.658
DK_CA_Kbh | . | S52 | . | T140 | 0.72 | 30.658
DK_CA_Kbh | . | S52 | . | T141 | 0.85 | 36.1935
DK_CA_Kbh | . | S52 | . | T142 | 0.85 | 36.1935
DK_CA_Kbh | . | S52 | . | T143 | 0.85 | 36.1935
DK_CA_Kbh | . | S52 | . | T144 | 0.85 | 36.1935
DK_CA_Kbh | . | S52 | . | T145 | 0.72 | 30.658
DK_CA_Kbh | . | S52 | . | T146 | 0.57 | 24.271
DK_CA_Kbh | . | S52 | . | T147 | 0.42 | 17.8839
DK_CA_Kbh | . | S52 | . | T148 | 0.3 | 12.7742
DK_CA_Kbh | . | S52 | . | T149 | 0.19 | 8.0903
DK_CA_Kbh | . | S52 | . | T150 | 0.12 | 5.1097
DK_CA_Kbh | . | S52 | . | T151 | 0.12 | 5.1097
DK_CA_Kbh | . | S52 | . | T152 | 0.3 | 12.7742
DK_CA_Kbh | . | S52 | . | T153 | 0.19 | 8.0903
DK_CA_Kbh | . | S52 | . | T154 | 0.12 | 5.1097
DK_CA_Kbh | . | S52 | . | T155 | 0.06 | 2.5548
DK_CA_Kbh | . | S52 | . | T156 | 0.06 | 2.5548
DK_CA_Kbh | . | S52 | . | T157 | 0.06 | 2.5548
DK_CA_Kbh | . | S52 | . | T158 | 0.12 | 5.1097
DK_CA_Kbh | . | S52 | . | T159 | 0.12 | 5.1097
DK_CA_Kbh | . | S52 | . | T160 | 0.06 | 2.5548
DK_CA_Kbh | . | S52 | . | T161 | 0.06 | 2.5548
DK_CA_Kbh | . | S52 | . | T162 | 0.06 | 2.5548
DK_CA_Kbh | . | S52 | . | T163 | 0.06 | 2.5548
DK_CA_Kbh | . | S52 | . | T164 | 0.12 | 5.1097
DK_CA_Kbh | . | S52 | . | T165 | 0.12 | 5.1097
DK_CA_Kbh | . | S52 | . | T166 | 0.12 | 5.1097
DK_CA_Kbh | . | S52 | . | T167 | 0.12 | 5.1097
DK_CA_Kbh | . | S52 | . | T168 | 0.19 | 8.0903

## DK_CA_Aarhus
area |  | season |  | time | var_factor | Production, [MWh] | Total, annual, [MWh]
DK_CA_Aarhus | . | S01 | . | T001 | 0.42 | 202.5976 | 1385956.0484
DK_CA_Aarhus | . | S01 | . | T002 | 0.57 | 274.954 |  | 2012 | MW | IHOURS | 1.0027
DK_CA_Aarhus | . | S01 | . | T003 | 0.57 | 274.954 |  | Wind installed | 498 | IWIND_SUMST | 2881.0834
DK_CA_Aarhus | . | S01 | . | T004 | 0.72 | 347.3103 |  | FLH | 2790.69
DK_CA_Aarhus | . | S01 | . | T005 | 0.95 | 458.2566
DK_CA_Aarhus | . | S01 | . | T006 | 0.95 | 458.2566
DK_CA_Aarhus | . | S01 | . | T007 | 1 | 482.3754
DK_CA_Aarhus | . | S01 | . | T008 | 1 | 482.3754
DK_CA_Aarhus | . | S01 | . | T009 | 1 | 482.3754
DK_CA_Aarhus | . | S01 | . | T010 | 1 | 482.3754
DK_CA_Aarhus | . | S01 | . | T011 | 1 | 482.3754
DK_CA_Aarhus | . | S01 | . | T012 | 1 | 482.3754
DK_CA_Aarhus | . | S01 | . | T013 | 1 | 482.3754
DK_CA_Aarhus | . | S01 | . | T014 | 1 | 482.3754
DK_CA_Aarhus | . | S01 | . | T015 | 0.99 | 477.5516
DK_CA_Aarhus | . | S01 | . | T016 | 0.99 | 477.5516
DK_CA_Aarhus | . | S01 | . | T017 | 0.95 | 458.2566
DK_CA_Aarhus | . | S01 | . | T018 | 0.95 | 458.2566
DK_CA_Aarhus | . | S01 | . | T019 | 0.85 | 410.0191
DK_CA_Aarhus | . | S01 | . | T020 | 0.85 | 410.0191
DK_CA_Aarhus | . | S01 | . | T021 | 0.85 | 410.0191
DK_CA_Aarhus | . | S01 | . | T022 | 0.72 | 347.3103
DK_CA_Aarhus | . | S01 | . | T023 | 0.72 | 347.3103
DK_CA_Aarhus | . | S01 | . | T024 | 0.72 | 347.3103
DK_CA_Aarhus | . | S01 | . | T025 | 0.57 | 274.954
DK_CA_Aarhus | . | S01 | . | T026 | 0.57 | 274.954
DK_CA_Aarhus | . | S01 | . | T027 | 0.57 | 274.954
DK_CA_Aarhus | . | S01 | . | T028 | 0.57 | 274.954
DK_CA_Aarhus | . | S01 | . | T029 | 0.57 | 274.954
DK_CA_Aarhus | . | S01 | . | T030 | 0.42 | 202.5976
DK_CA_Aarhus | . | S01 | . | T031 | 0.42 | 202.5976
DK_CA_Aarhus | . | S01 | . | T032 | 1 | 482.3754
DK_CA_Aarhus | . | S01 | . | T033 | 1 | 482.3754
DK_CA_Aarhus | . | S01 | . | T034 | 1 | 482.3754
DK_CA_Aarhus | . | S01 | . | T035 | 1 | 482.3754
DK_CA_Aarhus | . | S01 | . | T036 | 1 | 482.3754
DK_CA_Aarhus | . | S01 | . | T037 | 1 | 482.3754
DK_CA_Aarhus | . | S01 | . | T038 | 0.99 | 477.5516
DK_CA_Aarhus | . | S01 | . | T039 | 0.95 | 458.2566
DK_CA_Aarhus | . | S01 | . | T040 | 0.95 | 458.2566
DK_CA_Aarhus | . | S01 | . | T041 | 0.95 | 458.2566
DK_CA_Aarhus | . | S01 | . | T042 | 0.85 | 410.0191
DK_CA_Aarhus | . | S01 | . | T043 | 0.85 | 410.0191
DK_CA_Aarhus | . | S01 | . | T044 | 0.85 | 410.0191
DK_CA_Aarhus | . | S01 | . | T045 | 0.72 | 347.3103
DK_CA_Aarhus | . | S01 | . | T046 | 0.72 | 347.3103
DK_CA_Aarhus | . | S01 | . | T047 | 0.72 | 347.3103
DK_CA_Aarhus | . | S01 | . | T048 | 0.72 | 347.3103
DK_CA_Aarhus | . | S01 | . | T049 | 0.57 | 274.954
DK_CA_Aarhus | . | S01 | . | T050 | 0.57 | 274.954
DK_CA_Aarhus | . | S01 | . | T051 | 0.57 | 274.954
DK_CA_Aarhus | . | S01 | . | T052 | 0.57 | 274.954
DK_CA_Aarhus | . | S01 | . | T053 | 0.57 | 274.954
DK_CA_Aarhus | . | S01 | . | T054 | 0.42 | 202.5976
DK_CA_Aarhus | . | S01 | . | T055 | 0.42 | 202.5976
DK_CA_Aarhus | . | S01 | . | T056 | 0.3 | 144.7126
DK_CA_Aarhus | . | S01 | . | T057 | 0.3 | 144.7126
DK_CA_Aarhus | . | S01 | . | T058 | 0.3 | 144.7126
DK_CA_Aarhus | . | S01 | . | T059 | 0.3 | 144.7126
DK_CA_Aarhus | . | S01 | . | T060 | 0.3 | 144.7126
DK_CA_Aarhus | . | S01 | . | T061 | 0.3 | 144.7126
DK_CA_Aarhus | . | S01 | . | T062 | 0.3 | 144.7126
DK_CA_Aarhus | . | S01 | . | T063 | 0.3 | 144.7126
DK_CA_Aarhus | . | S01 | . | T064 | 0.42 | 202.5976
DK_CA_Aarhus | . | S01 | . | T065 | 0.42 | 202.5976
DK_CA_Aarhus | . | S01 | . | T066 | 0.57 | 274.954
DK_CA_Aarhus | . | S01 | . | T067 | 0.57 | 274.954
DK_CA_Aarhus | . | S01 | . | T068 | 0.57 | 274.954
DK_CA_Aarhus | . | S01 | . | T069 | 0.57 | 274.954
DK_CA_Aarhus | . | S01 | . | T070 | 0.72 | 347.3103
DK_CA_Aarhus | . | S01 | . | T071 | 0.72 | 347.3103
DK_CA_Aarhus | . | S01 | . | T072 | 0.72 | 347.3103
DK_CA_Aarhus | . | S01 | . | T073 | 0.85 | 410.0191
DK_CA_Aarhus | . | S01 | . | T074 | 0.72 | 347.3103
DK_CA_Aarhus | . | S01 | . | T075 | 0.85 | 410.0191
DK_CA_Aarhus | . | S01 | . | T076 | 0.85 | 410.0191
DK_CA_Aarhus | . | S01 | . | T077 | 0.85 | 410.0191
DK_CA_Aarhus | . | S01 | . | T078 | 0.85 | 410.0191
DK_CA_Aarhus | . | S01 | . | T079 | 0.72 | 347.3103
DK_CA_Aarhus | . | S01 | . | T080 | 0.72 | 347.3103
DK_CA_Aarhus | . | S01 | . | T081 | 0.72 | 347.3103
DK_CA_Aarhus | . | S01 | . | T082 | 0.72 | 347.3103
DK_CA_Aarhus | . | S01 | . | T083 | 0.72 | 347.3103
DK_CA_Aarhus | . | S01 | . | T084 | 0.57 | 274.954
DK_CA_Aarhus | . | S01 | . | T085 | 0.57 | 274.954
DK_CA_Aarhus | . | S01 | . | T086 | 0.57 | 274.954
DK_CA_Aarhus | . | S01 | . | T087 | 0.57 | 274.954
DK_CA_Aarhus | . | S01 | . | T088 | 0.42 | 202.5976
DK_CA_Aarhus | . | S01 | . | T089 | 0.42 | 202.5976
DK_CA_Aarhus | . | S01 | . | T090 | 0.42 | 202.5976
DK_CA_Aarhus | . | S01 | . | T091 | 0.57 | 274.954
DK_CA_Aarhus | . | S01 | . | T092 | 0.57 | 274.954
DK_CA_Aarhus | . | S01 | . | T093 | 0.42 | 202.5976
DK_CA_Aarhus | . | S01 | . | T094 | 0.42 | 202.5976
DK_CA_Aarhus | . | S01 | . | T095 | 0.42 | 202.5976
DK_CA_Aarhus | . | S01 | . | T096 | 0.42 | 202.5976
DK_CA_Aarhus | . | S01 | . | T097 | 0.42 | 202.5976
DK_CA_Aarhus | . | S01 | . | T098 | 0.57 | 274.954
DK_CA_Aarhus | . | S01 | . | T099 | 0.42 | 202.5976
DK_CA_Aarhus | . | S01 | . | T100 | 0.42 | 202.5976
DK_CA_Aarhus | . | S01 | . | T101 | 0.42 | 202.5976
DK_CA_Aarhus | . | S01 | . | T102 | 0.57 | 274.954
DK_CA_Aarhus | . | S01 | . | T103 | 0.57 | 274.954
DK_CA_Aarhus | . | S01 | . | T104 | 0.85 | 410.0191
DK_CA_Aarhus | . | S01 | . | T105 | 0.85 | 410.0191
DK_CA_Aarhus | . | S01 | . | T106 | 0.85 | 410.0191
DK_CA_Aarhus | . | S01 | . | T107 | 0.85 | 410.0191
DK_CA_Aarhus | . | S01 | . | T108 | 0.85 | 410.0191
DK_CA_Aarhus | . | S01 | . | T109 | 0.72 | 347.3103
DK_CA_Aarhus | . | S01 | . | T110 | 0.72 | 347.3103
DK_CA_Aarhus | . | S01 | . | T111 | 0.72 | 347.3103
DK_CA_Aarhus | . | S01 | . | T112 | 0.72 | 347.3103
DK_CA_Aarhus | . | S01 | . | T113 | 0.72 | 347.3103
DK_CA_Aarhus | . | S01 | . | T114 | 0.57 | 274.954
DK_CA_Aarhus | . | S01 | . | T115 | 0.57 | 274.954
DK_CA_Aarhus | . | S01 | . | T116 | 0.57 | 274.954
DK_CA_Aarhus | . | S01 | . | T117 | 0.57 | 274.954
DK_CA_Aarhus | . | S01 | . | T118 | 0.72 | 347.3103
DK_CA_Aarhus | . | S01 | . | T119 | 0.72 | 347.3103
DK_CA_Aarhus | . | S01 | . | T120 | 0.72 | 347.3103
DK_CA_Aarhus | . | S01 | . | T121 | 0.57 | 274.954
DK_CA_Aarhus | . | S01 | . | T122 | 0.57 | 274.954
DK_CA_Aarhus | . | S01 | . | T123 | 0.57 | 274.954
DK_CA_Aarhus | . | S01 | . | T124 | 0.57 | 274.954
DK_CA_Aarhus | . | S01 | . | T125 | 0.57 | 274.954
DK_CA_Aarhus | . | S01 | . | T126 | 0.57 | 274.954
DK_CA_Aarhus | . | S01 | . | T127 | 0.57 | 274.954
DK_CA_Aarhus | . | S01 | . | T128 | 0.57 | 274.954
DK_CA_Aarhus | . | S01 | . | T129 | 0.57 | 274.954
DK_CA_Aarhus | . | S01 | . | T130 | 0.57 | 274.954
DK_CA_Aarhus | . | S01 | . | T131 | 0.57 | 274.954
DK_CA_Aarhus | . | S01 | . | T132 | 0.57 | 274.954
DK_CA_Aarhus | . | S01 | . | T133 | 0.57 | 274.954
DK_CA_Aarhus | . | S01 | . | T134 | 0.72 | 347.3103
DK_CA_Aarhus | . | S01 | . | T135 | 0.72 | 347.3103
DK_CA_Aarhus | . | S01 | . | T136 | 0.85 | 410.0191
DK_CA_Aarhus | . | S01 | . | T137 | 0.85 | 410.0191
DK_CA_Aarhus | . | S01 | . | T138 | 0.85 | 410.0191
DK_CA_Aarhus | . | S01 | . | T139 | 0.85 | 410.0191
DK_CA_Aarhus | . | S01 | . | T140 | 0.72 | 347.3103
DK_CA_Aarhus | . | S01 | . | T141 | 0.72 | 347.3103
DK_CA_Aarhus | . | S01 | . | T142 | 0.57 | 274.954
DK_CA_Aarhus | . | S01 | . | T143 | 0.57 | 274.954
DK_CA_Aarhus | . | S01 | . | T144 | 0.57 | 274.954
DK_CA_Aarhus | . | S01 | . | T145 | 0.42 | 202.5976
DK_CA_Aarhus | . | S01 | . | T146 | 0.3 | 144.7126
DK_CA_Aarhus | . | S01 | . | T147 | 0.3 | 144.7126
DK_CA_Aarhus | . | S01 | . | T148 | 0.3 | 144.7126
DK_CA_Aarhus | . | S01 | . | T149 | 0.42 | 202.5976
DK_CA_Aarhus | . | S01 | . | T150 | 0.42 | 202.5976
DK_CA_Aarhus | . | S01 | . | T151 | 0.57 | 274.954
DK_CA_Aarhus | . | S01 | . | T152 | 0.72 | 347.3103
DK_CA_Aarhus | . | S01 | . | T153 | 0.72 | 347.3103
DK_CA_Aarhus | . | S01 | . | T154 | 0.72 | 347.3103
DK_CA_Aarhus | . | S01 | . | T155 | 0.72 | 347.3103
DK_CA_Aarhus | . | S01 | . | T156 | 0.85 | 410.0191
DK_CA_Aarhus | . | S01 | . | T157 | 0.85 | 410.0191
DK_CA_Aarhus | . | S01 | . | T158 | 0.95 | 458.2566
DK_CA_Aarhus | . | S01 | . | T159 | 0.95 | 458.2566
DK_CA_Aarhus | . | S01 | . | T160 | 0.95 | 458.2566
DK_CA_Aarhus | . | S01 | . | T161 | 0.95 | 458.2566
DK_CA_Aarhus | . | S01 | . | T162 | 0.95 | 458.2566
DK_CA_Aarhus | . | S01 | . | T163 | 0.95 | 458.2566
DK_CA_Aarhus | . | S01 | . | T164 | 0.95 | 458.2566
DK_CA_Aarhus | . | S01 | . | T165 | 0.95 | 458.2566
DK_CA_Aarhus | . | S01 | . | T166 | 0.95 | 458.2566
DK_CA_Aarhus | . | S01 | . | T167 | 0.95 | 458.2566
DK_CA_Aarhus | . | S01 | . | T168 | 0.95 | 458.2566
DK_CA_Aarhus | . | S02 | . | T001 | 0.95 | 458.2566
DK_CA_Aarhus | . | S02 | . | T002 | 0.95 | 458.2566
DK_CA_Aarhus | . | S02 | . | T003 | 0.95 | 458.2566
DK_CA_Aarhus | . | S02 | . | T004 | 0.95 | 458.2566
DK_CA_Aarhus | . | S02 | . | T005 | 0.95 | 458.2566
DK_CA_Aarhus | . | S02 | . | T006 | 0.95 | 458.2566
DK_CA_Aarhus | . | S02 | . | T007 | 0.95 | 458.2566
DK_CA_Aarhus | . | S02 | . | T008 | 0.95 | 458.2566
DK_CA_Aarhus | . | S02 | . | T009 | 0.95 | 458.2566
DK_CA_Aarhus | . | S02 | . | T010 | 0.95 | 458.2566
DK_CA_Aarhus | . | S02 | . | T011 | 0.95 | 458.2566
DK_CA_Aarhus | . | S02 | . | T012 | 0.95 | 458.2566
DK_CA_Aarhus | . | S02 | . | T013 | 0.95 | 458.2566
DK_CA_Aarhus | . | S02 | . | T014 | 0.95 | 458.2566
DK_CA_Aarhus | . | S02 | . | T015 | 0.95 | 458.2566
DK_CA_Aarhus | . | S02 | . | T016 | 0.85 | 410.0191
DK_CA_Aarhus | . | S02 | . | T017 | 0.85 | 410.0191
DK_CA_Aarhus | . | S02 | . | T018 | 0.85 | 410.0191
DK_CA_Aarhus | . | S02 | . | T019 | 0.85 | 410.0191
DK_CA_Aarhus | . | S02 | . | T020 | 0.85 | 410.0191
DK_CA_Aarhus | . | S02 | . | T021 | 0.95 | 458.2566
DK_CA_Aarhus | . | S02 | . | T022 | 0.95 | 458.2566
DK_CA_Aarhus | . | S02 | . | T023 | 0.95 | 458.2566
DK_CA_Aarhus | . | S02 | . | T024 | 0.95 | 458.2566
DK_CA_Aarhus | . | S02 | . | T025 | 0.95 | 458.2566
DK_CA_Aarhus | . | S02 | . | T026 | 0.95 | 458.2566
DK_CA_Aarhus | . | S02 | . | T027 | 0.95 | 458.2566
DK_CA_Aarhus | . | S02 | . | T028 | 0.95 | 458.2566
DK_CA_Aarhus | . | S02 | . | T029 | 0.95 | 458.2566
DK_CA_Aarhus | . | S02 | . | T030 | 0.95 | 458.2566
DK_CA_Aarhus | . | S02 | . | T031 | 0.95 | 458.2566
DK_CA_Aarhus | . | S02 | . | T032 | 0.95 | 458.2566
DK_CA_Aarhus | . | S02 | . | T033 | 0.85 | 410.0191
DK_CA_Aarhus | . | S02 | . | T034 | 0.85 | 410.0191
DK_CA_Aarhus | . | S02 | . | T035 | 0.85 | 410.0191
DK_CA_Aarhus | . | S02 | . | T036 | 0.72 | 347.3103
DK_CA_Aarhus | . | S02 | . | T037 | 0.72 | 347.3103
DK_CA_Aarhus | . | S02 | . | T038 | 0.72 | 347.3103
DK_CA_Aarhus | . | S02 | . | T039 | 0.72 | 347.3103
DK_CA_Aarhus | . | S02 | . | T040 | 0.72 | 347.3103
DK_CA_Aarhus | . | S02 | . | T041 | 0.57 | 274.954
DK_CA_Aarhus | . | S02 | . | T042 | 0.57 | 274.954
DK_CA_Aarhus | . | S02 | . | T043 | 0.57 | 274.954
DK_CA_Aarhus | . | S02 | . | T044 | 0.57 | 274.954
DK_CA_Aarhus | . | S02 | . | T045 | 0.57 | 274.954
DK_CA_Aarhus | . | S02 | . | T046 | 0.57 | 274.954
DK_CA_Aarhus | . | S02 | . | T047 | 0.42 | 202.5976
DK_CA_Aarhus | . | S02 | . | T048 | 0.42 | 202.5976
DK_CA_Aarhus | . | S02 | . | T049 | 0.3 | 144.7126
DK_CA_Aarhus | . | S02 | . | T050 | 0.3 | 144.7126
DK_CA_Aarhus | . | S02 | . | T051 | 0.3 | 144.7126
DK_CA_Aarhus | . | S02 | . | T052 | 0.3 | 144.7126
DK_CA_Aarhus | . | S02 | . | T053 | 0.3 | 144.7126
DK_CA_Aarhus | . | S02 | . | T054 | 0.19 | 91.6513
DK_CA_Aarhus | . | S02 | . | T055 | 0.19 | 91.6513
DK_CA_Aarhus | . | S02 | . | T056 | 0.12 | 57.885
DK_CA_Aarhus | . | S02 | . | T057 | 0.06 | 28.9425
DK_CA_Aarhus | . | S02 | . | T058 | 0.06 | 28.9425
DK_CA_Aarhus | . | S02 | . | T059 | 0.06 | 28.9425
DK_CA_Aarhus | . | S02 | . | T060 | 0.06 | 28.9425
DK_CA_Aarhus | . | S02 | . | T061 | 0.06 | 28.9425
DK_CA_Aarhus | . | S02 | . | T062 | 0.12 | 57.885
DK_CA_Aarhus | . | S02 | . | T063 | 0.19 | 91.6513
DK_CA_Aarhus | . | S02 | . | T064 | 0.19 | 91.6513
DK_CA_Aarhus | . | S02 | . | T065 | 0.19 | 91.6513
DK_CA_Aarhus | . | S02 | . | T066 | 0.19 | 91.6513
DK_CA_Aarhus | . | S02 | . | T067 | 0.12 | 57.885
DK_CA_Aarhus | . | S02 | . | T068 | 0.06 | 28.9425
DK_CA_Aarhus | . | S02 | . | T069 | 0.06 | 28.9425
DK_CA_Aarhus | . | S02 | . | T070 | 0.03 | 14.4713
DK_CA_Aarhus | . | S02 | . | T071 | 0 | 0
DK_CA_Aarhus | . | S02 | . | T072 | 0 | 0
DK_CA_Aarhus | . | S02 | . | T073 | 0 | 0
DK_CA_Aarhus | . | S02 | . | T074 | 0 | 0
DK_CA_Aarhus | . | S02 | . | T075 | 0 | 0
DK_CA_Aarhus | . | S02 | . | T076 | 0 | 0
DK_CA_Aarhus | . | S02 | . | T077 | 0 | 0
DK_CA_Aarhus | . | S02 | . | T078 | 0 | 0
DK_CA_Aarhus | . | S02 | . | T079 | 0 | 0
DK_CA_Aarhus | . | S02 | . | T080 | 0 | 0
DK_CA_Aarhus | . | S02 | . | T081 | 0 | 0
DK_CA_Aarhus | . | S02 | . | T082 | 0 | 0
DK_CA_Aarhus | . | S02 | . | T083 | 0 | 0
DK_CA_Aarhus | . | S02 | . | T084 | 0 | 0
DK_CA_Aarhus | . | S02 | . | T085 | 0 | 0
DK_CA_Aarhus | . | S02 | . | T086 | 0 | 0
DK_CA_Aarhus | . | S02 | . | T087 | 0 | 0
DK_CA_Aarhus | . | S02 | . | T088 | 0 | 0
DK_CA_Aarhus | . | S02 | . | T089 | 0 | 0
DK_CA_Aarhus | . | S02 | . | T090 | 0 | 0
DK_CA_Aarhus | . | S02 | . | T091 | 0 | 0
DK_CA_Aarhus | . | S02 | . | T092 | 0 | 0
DK_CA_Aarhus | . | S02 | . | T093 | 0 | 0
DK_CA_Aarhus | . | S02 | . | T094 | 0.03 | 14.4713
DK_CA_Aarhus | . | S02 | . | T095 | 0.03 | 14.4713
DK_CA_Aarhus | . | S02 | . | T096 | 0.03 | 14.4713
DK_CA_Aarhus | . | S02 | . | T097 | 0.03 | 14.4713
DK_CA_Aarhus | . | S02 | . | T098 | 0.06 | 28.9425
DK_CA_Aarhus | . | S02 | . | T099 | 0.03 | 14.4713
DK_CA_Aarhus | . | S02 | . | T100 | 0.03 | 14.4713
DK_CA_Aarhus | . | S02 | . | T101 | 0.12 | 57.885
DK_CA_Aarhus | . | S02 | . | T102 | 0.3 | 144.7126
DK_CA_Aarhus | . | S02 | . | T103 | 0.42 | 202.5976
DK_CA_Aarhus | . | S02 | . | T104 | 0.72 | 347.3103
DK_CA_Aarhus | . | S02 | . | T105 | 0.72 | 347.3103
DK_CA_Aarhus | . | S02 | . | T106 | 0.72 | 347.3103
DK_CA_Aarhus | . | S02 | . | T107 | 0.72 | 347.3103
DK_CA_Aarhus | . | S02 | . | T108 | 0.72 | 347.3103
DK_CA_Aarhus | . | S02 | . | T109 | 0.57 | 274.954
DK_CA_Aarhus | . | S02 | . | T110 | 0.57 | 274.954
DK_CA_Aarhus | . | S02 | . | T111 | 0.57 | 274.954
DK_CA_Aarhus | . | S02 | . | T112 | 0.57 | 274.954
DK_CA_Aarhus | . | S02 | . | T113 | 0.57 | 274.954
DK_CA_Aarhus | . | S02 | . | T114 | 0.57 | 274.954
DK_CA_Aarhus | . | S02 | . | T115 | 0.57 | 274.954
DK_CA_Aarhus | . | S02 | . | T116 | 0.42 | 202.5976
DK_CA_Aarhus | . | S02 | . | T117 | 0.42 | 202.5976
DK_CA_Aarhus | . | S02 | . | T118 | 0.3 | 144.7126
DK_CA_Aarhus | . | S02 | . | T119 | 0.3 | 144.7126
DK_CA_Aarhus | . | S02 | . | T120 | 0.3 | 144.7126
DK_CA_Aarhus | . | S02 | . | T121 | 0.3 | 144.7126
DK_CA_Aarhus | . | S02 | . | T122 | 0.3 | 144.7126
DK_CA_Aarhus | . | S02 | . | T123 | 0.3 | 144.7126
DK_CA_Aarhus | . | S02 | . | T124 | 0.19 | 91.6513
DK_CA_Aarhus | . | S02 | . | T125 | 0.19 | 91.6513
DK_CA_Aarhus | . | S02 | . | T126 | 0.12 | 57.885
DK_CA_Aarhus | . | S02 | . | T127 | 0.12 | 57.885
DK_CA_Aarhus | . | S02 | . | T128 | 0.06 | 28.9425
DK_CA_Aarhus | . | S02 | . | T129 | 0.03 | 14.4713
DK_CA_Aarhus | . | S02 | . | T130 | 0.03 | 14.4713
DK_CA_Aarhus | . | S02 | . | T131 | 0.03 | 14.4713
DK_CA_Aarhus | . | S02 | . | T132 | 0.03 | 14.4713
DK_CA_Aarhus | . | S02 | . | T133 | 0 | 0
DK_CA_Aarhus | . | S02 | . | T134 | 0 | 0
DK_CA_Aarhus | . | S02 | . | T135 | 0 | 0
DK_CA_Aarhus | . | S02 | . | T136 | 0 | 0
DK_CA_Aarhus | . | S02 | . | T137 | 0 | 0
DK_CA_Aarhus | . | S02 | . | T138 | 0 | 0
DK_CA_Aarhus | . | S02 | . | T139 | 0 | 0
DK_CA_Aarhus | . | S02 | . | T140 | 0 | 0
DK_CA_Aarhus | . | S02 | . | T141 | 0 | 0
DK_CA_Aarhus | . | S02 | . | T142 | 0 | 0
DK_CA_Aarhus | . | S02 | . | T143 | 0 | 0
DK_CA_Aarhus | . | S02 | . | T144 | 0 | 0
DK_CA_Aarhus | . | S02 | . | T145 | 0.03 | 14.4713
DK_CA_Aarhus | . | S02 | . | T146 | 0.03 | 14.4713
DK_CA_Aarhus | . | S02 | . | T147 | 0.03 | 14.4713
DK_CA_Aarhus | . | S02 | . | T148 | 0.03 | 14.4713
DK_CA_Aarhus | . | S02 | . | T149 | 0.03 | 14.4713
DK_CA_Aarhus | . | S02 | . | T150 | 0 | 0
DK_CA_Aarhus | . | S02 | . | T151 | 0 | 0
DK_CA_Aarhus | . | S02 | . | T152 | 0.12 | 57.885
DK_CA_Aarhus | . | S02 | . | T153 | 0.19 | 91.6513
DK_CA_Aarhus | . | S02 | . | T154 | 0.19 | 91.6513
DK_CA_Aarhus | . | S02 | . | T155 | 0.3 | 144.7126
DK_CA_Aarhus | . | S02 | . | T156 | 0.3 | 144.7126
DK_CA_Aarhus | . | S02 | . | T157 | 0.42 | 202.5976
DK_CA_Aarhus | . | S02 | . | T158 | 0.42 | 202.5976
DK_CA_Aarhus | . | S02 | . | T159 | 0.42 | 202.5976
DK_CA_Aarhus | . | S02 | . | T160 | 0.42 | 202.5976
DK_CA_Aarhus | . | S02 | . | T161 | 0.42 | 202.5976
DK_CA_Aarhus | . | S02 | . | T162 | 0.3 | 144.7126
DK_CA_Aarhus | . | S02 | . | T163 | 0.3 | 144.7126
DK_CA_Aarhus | . | S02 | . | T164 | 0.19 | 91.6513
DK_CA_Aarhus | . | S02 | . | T165 | 0.19 | 91.6513
DK_CA_Aarhus | . | S02 | . | T166 | 0.19 | 91.6513
DK_CA_Aarhus | . | S02 | . | T167 | 0.3 | 144.7126
DK_CA_Aarhus | . | S02 | . | T168 | 0.3 | 144.7126
DK_CA_Aarhus | . | S03 | . | T001 | 0.3 | 144.7126
DK_CA_Aarhus | . | S03 | . | T002 | 0.3 | 144.7126
DK_CA_Aarhus | . | S03 | . | T003 | 0.19 | 91.6513
DK_CA_Aarhus | . | S03 | . | T004 | 0.19 | 91.6513
DK_CA_Aarhus | . | S03 | . | T005 | 0.12 | 57.885
DK_CA_Aarhus | . | S03 | . | T006 | 0.12 | 57.885
DK_CA_Aarhus | . | S03 | . | T007 | 0.12 | 57.885
DK_CA_Aarhus | . | S03 | . | T008 | 0.06 | 28.9425
DK_CA_Aarhus | . | S03 | . | T009 | 0.06 | 28.9425
DK_CA_Aarhus | . | S03 | . | T010 | 0 | 0
DK_CA_Aarhus | . | S03 | . | T011 | 0 | 0
DK_CA_Aarhus | . | S03 | . | T012 | 0 | 0
DK_CA_Aarhus | . | S03 | . | T013 | 0 | 0
DK_CA_Aarhus | . | S03 | . | T014 | 0 | 0
DK_CA_Aarhus | . | S03 | . | T015 | 0 | 0
DK_CA_Aarhus | . | S03 | . | T016 | 0 | 0
DK_CA_Aarhus | . | S03 | . | T017 | 0 | 0
DK_CA_Aarhus | . | S03 | . | T018 | 0 | 0
DK_CA_Aarhus | . | S03 | . | T019 | 0 | 0
DK_CA_Aarhus | . | S03 | . | T020 | 0 | 0
DK_CA_Aarhus | . | S03 | . | T021 | 0 | 0
DK_CA_Aarhus | . | S03 | . | T022 | 0 | 0
DK_CA_Aarhus | . | S03 | . | T023 | 0 | 0
DK_CA_Aarhus | . | S03 | . | T024 | 0 | 0
DK_CA_Aarhus | . | S03 | . | T025 | 0 | 0
DK_CA_Aarhus | . | S03 | . | T026 | 0 | 0
DK_CA_Aarhus | . | S03 | . | T027 | 0 | 0
DK_CA_Aarhus | . | S03 | . | T028 | 0 | 0
DK_CA_Aarhus | . | S03 | . | T029 | 0 | 0
DK_CA_Aarhus | . | S03 | . | T030 | 0 | 0
DK_CA_Aarhus | . | S03 | . | T031 | 0 | 0
DK_CA_Aarhus | . | S03 | . | T032 | 0.03 | 14.4713
DK_CA_Aarhus | . | S03 | . | T033 | 0.03 | 14.4713
DK_CA_Aarhus | . | S03 | . | T034 | 0.03 | 14.4713
DK_CA_Aarhus | . | S03 | . | T035 | 0 | 0
DK_CA_Aarhus | . | S03 | . | T036 | 0 | 0
DK_CA_Aarhus | . | S03 | . | T037 | 0 | 0
DK_CA_Aarhus | . | S03 | . | T038 | 0 | 0
DK_CA_Aarhus | . | S03 | . | T039 | 0 | 0
DK_CA_Aarhus | . | S03 | . | T040 | 0 | 0
DK_CA_Aarhus | . | S03 | . | T041 | 0 | 0
DK_CA_Aarhus | . | S03 | . | T042 | 0 | 0
DK_CA_Aarhus | . | S03 | . | T043 | 0.03 | 14.4713
DK_CA_Aarhus | . | S03 | . | T044 | 0.03 | 14.4713
DK_CA_Aarhus | . | S03 | . | T045 | 0.03 | 14.4713
DK_CA_Aarhus | . | S03 | . | T046 | 0.03 | 14.4713
DK_CA_Aarhus | . | S03 | . | T047 | 0.03 | 14.4713
DK_CA_Aarhus | . | S03 | . | T048 | 0.03 | 14.4713
DK_CA_Aarhus | . | S03 | . | T049 | 0.03 | 14.4713
DK_CA_Aarhus | . | S03 | . | T050 | 0.06 | 28.9425
DK_CA_Aarhus | . | S03 | . | T051 | 0.06 | 28.9425
DK_CA_Aarhus | . | S03 | . | T052 | 0.06 | 28.9425
DK_CA_Aarhus | . | S03 | . | T053 | 0.06 | 28.9425
DK_CA_Aarhus | . | S03 | . | T054 | 0.06 | 28.9425
DK_CA_Aarhus | . | S03 | . | T055 | 0.06 | 28.9425
DK_CA_Aarhus | . | S03 | . | T056 | 0.06 | 28.9425
DK_CA_Aarhus | . | S03 | . | T057 | 0.06 | 28.9425
DK_CA_Aarhus | . | S03 | . | T058 | 0.06 | 28.9425
DK_CA_Aarhus | . | S03 | . | T059 | 0.06 | 28.9425
DK_CA_Aarhus | . | S03 | . | T060 | 0.06 | 28.9425
DK_CA_Aarhus | . | S03 | . | T061 | 0.06 | 28.9425
DK_CA_Aarhus | . | S03 | . | T062 | 0.06 | 28.9425
DK_CA_Aarhus | . | S03 | . | T063 | 0.03 | 14.4713
DK_CA_Aarhus | . | S03 | . | T064 | 0.03 | 14.4713
DK_CA_Aarhus | . | S03 | . | T065 | 0.06 | 28.9425
DK_CA_Aarhus | . | S03 | . | T066 | 0.06 | 28.9425
DK_CA_Aarhus | . | S03 | . | T067 | 0.06 | 28.9425
DK_CA_Aarhus | . | S03 | . | T068 | 0.06 | 28.9425
DK_CA_Aarhus | . | S03 | . | T069 | 0.06 | 28.9425
DK_CA_Aarhus | . | S03 | . | T070 | 0.06 | 28.9425
DK_CA_Aarhus | . | S03 | . | T071 | 0.06 | 28.9425
DK_CA_Aarhus | . | S03 | . | T072 | 0.06 | 28.9425
DK_CA_Aarhus | . | S03 | . | T073 | 0.06 | 28.9425
DK_CA_Aarhus | . | S03 | . | T074 | 0.06 | 28.9425
DK_CA_Aarhus | . | S03 | . | T075 | 0.06 | 28.9425
DK_CA_Aarhus | . | S03 | . | T076 | 0.06 | 28.9425
DK_CA_Aarhus | . | S03 | . | T077 | 0.06 | 28.9425
DK_CA_Aarhus | . | S03 | . | T078 | 0.06 | 28.9425
DK_CA_Aarhus | . | S03 | . | T079 | 0.12 | 57.885
DK_CA_Aarhus | . | S03 | . | T080 | 0.06 | 28.9425
DK_CA_Aarhus | . | S03 | . | T081 | 0.12 | 57.885
DK_CA_Aarhus | . | S03 | . | T082 | 0.12 | 57.885
DK_CA_Aarhus | . | S03 | . | T083 | 0.12 | 57.885
DK_CA_Aarhus | . | S03 | . | T084 | 0.12 | 57.885
DK_CA_Aarhus | . | S03 | . | T085 | 0.12 | 57.885
DK_CA_Aarhus | . | S03 | . | T086 | 0.12 | 57.885
DK_CA_Aarhus | . | S03 | . | T087 | 0.12 | 57.885
DK_CA_Aarhus | . | S03 | . | T088 | 0.12 | 57.885
DK_CA_Aarhus | . | S03 | . | T089 | 0.19 | 91.6513
DK_CA_Aarhus | . | S03 | . | T090 | 0.19 | 91.6513
DK_CA_Aarhus | . | S03 | . | T091 | 0.19 | 91.6513
DK_CA_Aarhus | . | S03 | . | T092 | 0.12 | 57.885
DK_CA_Aarhus | . | S03 | . | T093 | 0.12 | 57.885
DK_CA_Aarhus | . | S03 | . | T094 | 0.19 | 91.6513
DK_CA_Aarhus | . | S03 | . | T095 | 0.19 | 91.6513
DK_CA_Aarhus | . | S03 | . | T096 | 0.19 | 91.6513
DK_CA_Aarhus | . | S03 | . | T097 | 0.19 | 91.6513
DK_CA_Aarhus | . | S03 | . | T098 | 0.19 | 91.6513
DK_CA_Aarhus | . | S03 | . | T099 | 0.19 | 91.6513
DK_CA_Aarhus | . | S03 | . | T100 | 0.3 | 144.7126
DK_CA_Aarhus | . | S03 | . | T101 | 0.3 | 144.7126
DK_CA_Aarhus | . | S03 | . | T102 | 0.3 | 144.7126
DK_CA_Aarhus | . | S03 | . | T103 | 0.3 | 144.7126
DK_CA_Aarhus | . | S03 | . | T104 | 0.3 | 144.7126
DK_CA_Aarhus | . | S03 | . | T105 | 0.3 | 144.7126
DK_CA_Aarhus | . | S03 | . | T106 | 0.19 | 91.6513
DK_CA_Aarhus | . | S03 | . | T107 | 0.19 | 91.6513
DK_CA_Aarhus | . | S03 | . | T108 | 0.19 | 91.6513
DK_CA_Aarhus | . | S03 | . | T109 | 0.19 | 91.6513
DK_CA_Aarhus | . | S03 | . | T110 | 0.19 | 91.6513
DK_CA_Aarhus | . | S03 | . | T111 | 0.19 | 91.6513
DK_CA_Aarhus | . | S03 | . | T112 | 0.19 | 91.6513
DK_CA_Aarhus | . | S03 | . | T113 | 0.19 | 91.6513
DK_CA_Aarhus | . | S03 | . | T114 | 0.12 | 57.885
DK_CA_Aarhus | . | S03 | . | T115 | 0.12 | 57.885
DK_CA_Aarhus | . | S03 | . | T116 | 0.12 | 57.885
DK_CA_Aarhus | . | S03 | . | T117 | 0.12 | 57.885
DK_CA_Aarhus | . | S03 | . | T118 | 0.12 | 57.885
DK_CA_Aarhus | . | S03 | . | T119 | 0.12 | 57.885
DK_CA_Aarhus | . | S03 | . | T120 | 0.12 | 57.885
DK_CA_Aarhus | . | S03 | . | T121 | 0.12 | 57.885
DK_CA_Aarhus | . | S03 | . | T122 | 0.12 | 57.885
DK_CA_Aarhus | . | S03 | . | T123 | 0.12 | 57.885
DK_CA_Aarhus | . | S03 | . | T124 | 0.19 | 91.6513
DK_CA_Aarhus | . | S03 | . | T125 | 0.12 | 57.885
DK_CA_Aarhus | . | S03 | . | T126 | 0.12 | 57.885
DK_CA_Aarhus | . | S03 | . | T127 | 0.19 | 91.6513
DK_CA_Aarhus | . | S03 | . | T128 | 0.19 | 91.6513
DK_CA_Aarhus | . | S03 | . | T129 | 0.19 | 91.6513
DK_CA_Aarhus | . | S03 | . | T130 | 0.19 | 91.6513
DK_CA_Aarhus | . | S03 | . | T131 | 0.12 | 57.885
DK_CA_Aarhus | . | S03 | . | T132 | 0.12 | 57.885
DK_CA_Aarhus | . | S03 | . | T133 | 0.06 | 28.9425
DK_CA_Aarhus | . | S03 | . | T134 | 0.06 | 28.9425
DK_CA_Aarhus | . | S03 | . | T135 | 0.06 | 28.9425
DK_CA_Aarhus | . | S03 | . | T136 | 0.06 | 28.9425
DK_CA_Aarhus | . | S03 | . | T137 | 0.06 | 28.9425
DK_CA_Aarhus | . | S03 | . | T138 | 0.06 | 28.9425
DK_CA_Aarhus | . | S03 | . | T139 | 0.06 | 28.9425
DK_CA_Aarhus | . | S03 | . | T140 | 0.03 | 14.4713
DK_CA_Aarhus | . | S03 | . | T141 | 0.03 | 14.4713
DK_CA_Aarhus | . | S03 | . | T142 | 0.03 | 14.4713
DK_CA_Aarhus | . | S03 | . | T143 | 0 | 0
DK_CA_Aarhus | . | S03 | . | T144 | 0 | 0
DK_CA_Aarhus | . | S03 | . | T145 | 0 | 0
DK_CA_Aarhus | . | S03 | . | T146 | 0 | 0
DK_CA_Aarhus | . | S03 | . | T147 | 0 | 0
DK_CA_Aarhus | . | S03 | . | T148 | 0 | 0
DK_CA_Aarhus | . | S03 | . | T149 | 0 | 0
DK_CA_Aarhus | . | S03 | . | T150 | 0 | 0
DK_CA_Aarhus | . | S03 | . | T151 | 0 | 0
DK_CA_Aarhus | . | S03 | . | T152 | 0 | 0
DK_CA_Aarhus | . | S03 | . | T153 | 0 | 0
DK_CA_Aarhus | . | S03 | . | T154 | 0 | 0
DK_CA_Aarhus | . | S03 | . | T155 | 0 | 0
DK_CA_Aarhus | . | S03 | . | T156 | 0 | 0
DK_CA_Aarhus | . | S03 | . | T157 | 0 | 0
DK_CA_Aarhus | . | S03 | . | T158 | 0 | 0
DK_CA_Aarhus | . | S03 | . | T159 | 0 | 0
DK_CA_Aarhus | . | S03 | . | T160 | 0.03 | 14.4713
DK_CA_Aarhus | . | S03 | . | T161 | 0.03 | 14.4713
DK_CA_Aarhus | . | S03 | . | T162 | 0.06 | 28.9425
DK_CA_Aarhus | . | S03 | . | T163 | 0.06 | 28.9425
DK_CA_Aarhus | . | S03 | . | T164 | 0.06 | 28.9425
DK_CA_Aarhus | . | S03 | . | T165 | 0.06 | 28.9425
DK_CA_Aarhus | . | S03 | . | T166 | 0.06 | 28.9425
DK_CA_Aarhus | . | S03 | . | T167 | 0.06 | 28.9425
DK_CA_Aarhus | . | S03 | . | T168 | 0.06 | 28.9425
DK_CA_Aarhus | . | S04 | . | T001 | 0.06 | 28.9425
DK_CA_Aarhus | . | S04 | . | T002 | 0.06 | 28.9425
DK_CA_Aarhus | . | S04 | . | T003 | 0.06 | 28.9425
DK_CA_Aarhus | . | S04 | . | T004 | 0.06 | 28.9425
DK_CA_Aarhus | . | S04 | . | T005 | 0.06 | 28.9425
DK_CA_Aarhus | . | S04 | . | T006 | 0.12 | 57.885
DK_CA_Aarhus | . | S04 | . | T007 | 0.12 | 57.885
DK_CA_Aarhus | . | S04 | . | T008 | 0.12 | 57.885
DK_CA_Aarhus | . | S04 | . | T009 | 0.19 | 91.6513
DK_CA_Aarhus | . | S04 | . | T010 | 0.19 | 91.6513
DK_CA_Aarhus | . | S04 | . | T011 | 0.3 | 144.7126
DK_CA_Aarhus | . | S04 | . | T012 | 0.3 | 144.7126
DK_CA_Aarhus | . | S04 | . | T013 | 0.3 | 144.7126
DK_CA_Aarhus | . | S04 | . | T014 | 0.19 | 91.6513
DK_CA_Aarhus | . | S04 | . | T015 | 0.3 | 144.7126
DK_CA_Aarhus | . | S04 | . | T016 | 0.3 | 144.7126
DK_CA_Aarhus | . | S04 | . | T017 | 0.42 | 202.5976
DK_CA_Aarhus | . | S04 | . | T018 | 0.42 | 202.5976
DK_CA_Aarhus | . | S04 | . | T019 | 0.42 | 202.5976
DK_CA_Aarhus | . | S04 | . | T020 | 0.57 | 274.954
DK_CA_Aarhus | . | S04 | . | T021 | 0.42 | 202.5976
DK_CA_Aarhus | . | S04 | . | T022 | 0.3 | 144.7126
DK_CA_Aarhus | . | S04 | . | T023 | 0.42 | 202.5976
DK_CA_Aarhus | . | S04 | . | T024 | 0.42 | 202.5976
DK_CA_Aarhus | . | S04 | . | T025 | 0.42 | 202.5976
DK_CA_Aarhus | . | S04 | . | T026 | 0.42 | 202.5976
DK_CA_Aarhus | . | S04 | . | T027 | 0.57 | 274.954
DK_CA_Aarhus | . | S04 | . | T028 | 0.57 | 274.954
DK_CA_Aarhus | . | S04 | . | T029 | 0.57 | 274.954
DK_CA_Aarhus | . | S04 | . | T030 | 0.57 | 274.954
DK_CA_Aarhus | . | S04 | . | T031 | 0.57 | 274.954
DK_CA_Aarhus | . | S04 | . | T032 | 0.57 | 274.954
DK_CA_Aarhus | . | S04 | . | T033 | 0.72 | 347.3103
DK_CA_Aarhus | . | S04 | . | T034 | 0.57 | 274.954
DK_CA_Aarhus | . | S04 | . | T035 | 0.57 | 274.954
DK_CA_Aarhus | . | S04 | . | T036 | 0.72 | 347.3103
DK_CA_Aarhus | . | S04 | . | T037 | 0.72 | 347.3103
DK_CA_Aarhus | . | S04 | . | T038 | 0.72 | 347.3103
DK_CA_Aarhus | . | S04 | . | T039 | 0.72 | 347.3103
DK_CA_Aarhus | . | S04 | . | T040 | 0.72 | 347.3103
DK_CA_Aarhus | . | S04 | . | T041 | 0.72 | 347.3103
DK_CA_Aarhus | . | S04 | . | T042 | 0.85 | 410.0191
DK_CA_Aarhus | . | S04 | . | T043 | 0.85 | 410.0191
DK_CA_Aarhus | . | S04 | . | T044 | 0.85 | 410.0191
DK_CA_Aarhus | . | S04 | . | T045 | 0.85 | 410.0191
DK_CA_Aarhus | . | S04 | . | T046 | 0.85 | 410.0191
DK_CA_Aarhus | . | S04 | . | T047 | 0.72 | 347.3103
DK_CA_Aarhus | . | S04 | . | T048 | 0.72 | 347.3103
DK_CA_Aarhus | . | S04 | . | T049 | 0.85 | 410.0191
DK_CA_Aarhus | . | S04 | . | T050 | 0.85 | 410.0191
DK_CA_Aarhus | . | S04 | . | T051 | 0.85 | 410.0191
DK_CA_Aarhus | . | S04 | . | T052 | 0.85 | 410.0191
DK_CA_Aarhus | . | S04 | . | T053 | 0.85 | 410.0191
DK_CA_Aarhus | . | S04 | . | T054 | 0.85 | 410.0191
DK_CA_Aarhus | . | S04 | . | T055 | 0.72 | 347.3103
DK_CA_Aarhus | . | S04 | . | T056 | 0.57 | 274.954
DK_CA_Aarhus | . | S04 | . | T057 | 0.57 | 274.954
DK_CA_Aarhus | . | S04 | . | T058 | 0.42 | 202.5976
DK_CA_Aarhus | . | S04 | . | T059 | 0.42 | 202.5976
DK_CA_Aarhus | . | S04 | . | T060 | 0.42 | 202.5976
DK_CA_Aarhus | . | S04 | . | T061 | 0.3 | 144.7126
DK_CA_Aarhus | . | S04 | . | T062 | 0.3 | 144.7126
DK_CA_Aarhus | . | S04 | . | T063 | 0.3 | 144.7126
DK_CA_Aarhus | . | S04 | . | T064 | 0.3 | 144.7126
DK_CA_Aarhus | . | S04 | . | T065 | 0.3 | 144.7126
DK_CA_Aarhus | . | S04 | . | T066 | 0.42 | 202.5976
DK_CA_Aarhus | . | S04 | . | T067 | 0.42 | 202.5976
DK_CA_Aarhus | . | S04 | . | T068 | 0.42 | 202.5976
DK_CA_Aarhus | . | S04 | . | T069 | 0.57 | 274.954
DK_CA_Aarhus | . | S04 | . | T070 | 0.85 | 410.0191
DK_CA_Aarhus | . | S04 | . | T071 | 0.95 | 458.2566
DK_CA_Aarhus | . | S04 | . | T072 | 0.99 | 477.5516
DK_CA_Aarhus | . | S04 | . | T073 | 0.99 | 477.5516
DK_CA_Aarhus | . | S04 | . | T074 | 1 | 482.3754
DK_CA_Aarhus | . | S04 | . | T075 | 1 | 482.3754
DK_CA_Aarhus | . | S04 | . | T076 | 1 | 482.3754
DK_CA_Aarhus | . | S04 | . | T077 | 1 | 482.3754
DK_CA_Aarhus | . | S04 | . | T078 | 1 | 482.3754
DK_CA_Aarhus | . | S04 | . | T079 | 1 | 482.3754
DK_CA_Aarhus | . | S04 | . | T080 | 1 | 482.3754
DK_CA_Aarhus | . | S04 | . | T081 | 0.99 | 477.5516
DK_CA_Aarhus | . | S04 | . | T082 | 0.99 | 477.5516
DK_CA_Aarhus | . | S04 | . | T083 | 1 | 482.3754
DK_CA_Aarhus | . | S04 | . | T084 | 1 | 482.3754
DK_CA_Aarhus | . | S04 | . | T085 | 1 | 482.3754
DK_CA_Aarhus | . | S04 | . | T086 | 1 | 482.3754
DK_CA_Aarhus | . | S04 | . | T087 | 1 | 482.3754
DK_CA_Aarhus | . | S04 | . | T088 | 0.99 | 477.5516
DK_CA_Aarhus | . | S04 | . | T089 | 0.99 | 477.5516
DK_CA_Aarhus | . | S04 | . | T090 | 0.95 | 458.2566
DK_CA_Aarhus | . | S04 | . | T091 | 0.95 | 458.2566
DK_CA_Aarhus | . | S04 | . | T092 | 0.85 | 410.0191
DK_CA_Aarhus | . | S04 | . | T093 | 0.85 | 410.0191
DK_CA_Aarhus | . | S04 | . | T094 | 0.72 | 347.3103
DK_CA_Aarhus | . | S04 | . | T095 | 0.72 | 347.3103
DK_CA_Aarhus | . | S04 | . | T096 | 0.72 | 347.3103
DK_CA_Aarhus | . | S04 | . | T097 | 0.72 | 347.3103
DK_CA_Aarhus | . | S04 | . | T098 | 0.85 | 410.0191
DK_CA_Aarhus | . | S04 | . | T099 | 0.72 | 347.3103
DK_CA_Aarhus | . | S04 | . | T100 | 0.57 | 274.954
DK_CA_Aarhus | . | S04 | . | T101 | 0.57 | 274.954
DK_CA_Aarhus | . | S04 | . | T102 | 0.57 | 274.954
DK_CA_Aarhus | . | S04 | . | T103 | 0.57 | 274.954
DK_CA_Aarhus | . | S04 | . | T104 | 0.42 | 202.5976
DK_CA_Aarhus | . | S04 | . | T105 | 0.42 | 202.5976
DK_CA_Aarhus | . | S04 | . | T106 | 0.42 | 202.5976
DK_CA_Aarhus | . | S04 | . | T107 | 0.57 | 274.954
DK_CA_Aarhus | . | S04 | . | T108 | 0.57 | 274.954
DK_CA_Aarhus | . | S04 | . | T109 | 0.57 | 274.954
DK_CA_Aarhus | . | S04 | . | T110 | 0.72 | 347.3103
DK_CA_Aarhus | . | S04 | . | T111 | 0.57 | 274.954
DK_CA_Aarhus | . | S04 | . | T112 | 0.57 | 274.954
DK_CA_Aarhus | . | S04 | . | T113 | 0.57 | 274.954
DK_CA_Aarhus | . | S04 | . | T114 | 0.57 | 274.954
DK_CA_Aarhus | . | S04 | . | T115 | 0.57 | 274.954
DK_CA_Aarhus | . | S04 | . | T116 | 0.57 | 274.954
DK_CA_Aarhus | . | S04 | . | T117 | 0.57 | 274.954
DK_CA_Aarhus | . | S04 | . | T118 | 0.42 | 202.5976
DK_CA_Aarhus | . | S04 | . | T119 | 0.42 | 202.5976
DK_CA_Aarhus | . | S04 | . | T120 | 0.42 | 202.5976
DK_CA_Aarhus | . | S04 | . | T121 | 0.42 | 202.5976
DK_CA_Aarhus | . | S04 | . | T122 | 0.42 | 202.5976
DK_CA_Aarhus | . | S04 | . | T123 | 0.42 | 202.5976
DK_CA_Aarhus | . | S04 | . | T124 | 0.42 | 202.5976
DK_CA_Aarhus | . | S04 | . | T125 | 0.42 | 202.5976
DK_CA_Aarhus | . | S04 | . | T126 | 0.42 | 202.5976
DK_CA_Aarhus | . | S04 | . | T127 | 0.57 | 274.954
DK_CA_Aarhus | . | S04 | . | T128 | 0.57 | 274.954
DK_CA_Aarhus | . | S04 | . | T129 | 0.57 | 274.954
DK_CA_Aarhus | . | S04 | . | T130 | 0.57 | 274.954
DK_CA_Aarhus | . | S04 | . | T131 | 0.57 | 274.954
DK_CA_Aarhus | . | S04 | . | T132 | 0.57 | 274.954
DK_CA_Aarhus | . | S04 | . | T133 | 0.42 | 202.5976
DK_CA_Aarhus | . | S04 | . | T134 | 0.42 | 202.5976
DK_CA_Aarhus | . | S04 | . | T135 | 0.42 | 202.5976
DK_CA_Aarhus | . | S04 | . | T136 | 0.42 | 202.5976
DK_CA_Aarhus | . | S04 | . | T137 | 0.42 | 202.5976
DK_CA_Aarhus | . | S04 | . | T138 | 0.42 | 202.5976
DK_CA_Aarhus | . | S04 | . | T139 | 0.42 | 202.5976
DK_CA_Aarhus | . | S04 | . | T140 | 0.42 | 202.5976
DK_CA_Aarhus | . | S04 | . | T141 | 0.42 | 202.5976
DK_CA_Aarhus | . | S04 | . | T142 | 0.42 | 202.5976
DK_CA_Aarhus | . | S04 | . | T143 | 0.42 | 202.5976
DK_CA_Aarhus | . | S04 | . | T144 | 0.42 | 202.5976
DK_CA_Aarhus | . | S04 | . | T145 | 0.42 | 202.5976
DK_CA_Aarhus | . | S04 | . | T146 | 0.3 | 144.7126
DK_CA_Aarhus | . | S04 | . | T147 | 0.3 | 144.7126
DK_CA_Aarhus | . | S04 | . | T148 | 0.3 | 144.7126
DK_CA_Aarhus | . | S04 | . | T149 | 0.3 | 144.7126
DK_CA_Aarhus | . | S04 | . | T150 | 0.19 | 91.6513
DK_CA_Aarhus | . | S04 | . | T151 | 0.19 | 91.6513
DK_CA_Aarhus | . | S04 | . | T152 | 0.3 | 144.7126
DK_CA_Aarhus | . | S04 | . | T153 | 0.19 | 91.6513
DK_CA_Aarhus | . | S04 | . | T154 | 0.19 | 91.6513
DK_CA_Aarhus | . | S04 | . | T155 | 0.12 | 57.885
DK_CA_Aarhus | . | S04 | . | T156 | 0.12 | 57.885
DK_CA_Aarhus | . | S04 | . | T157 | 0.12 | 57.885
DK_CA_Aarhus | . | S04 | . | T158 | 0.12 | 57.885
DK_CA_Aarhus | . | S04 | . | T159 | 0.19 | 91.6513
DK_CA_Aarhus | . | S04 | . | T160 | 0.19 | 91.6513
DK_CA_Aarhus | . | S04 | . | T161 | 0.19 | 91.6513
DK_CA_Aarhus | . | S04 | . | T162 | 0.3 | 144.7126
DK_CA_Aarhus | . | S04 | . | T163 | 0.19 | 91.6513
DK_CA_Aarhus | . | S04 | . | T164 | 0.19 | 91.6513
DK_CA_Aarhus | . | S04 | . | T165 | 0.19 | 91.6513
DK_CA_Aarhus | . | S04 | . | T166 | 0.19 | 91.6513
DK_CA_Aarhus | . | S04 | . | T167 | 0.19 | 91.6513
DK_CA_Aarhus | . | S04 | . | T168 | 0.19 | 91.6513
DK_CA_Aarhus | . | S05 | . | T001 | 0.12 | 57.885
DK_CA_Aarhus | . | S05 | . | T002 | 0.12 | 57.885
DK_CA_Aarhus | . | S05 | . | T003 | 0.06 | 28.9425
DK_CA_Aarhus | . | S05 | . | T004 | 0.03 | 14.4713
DK_CA_Aarhus | . | S05 | . | T005 | 0.03 | 14.4713
DK_CA_Aarhus | . | S05 | . | T006 | 0 | 0
DK_CA_Aarhus | . | S05 | . | T007 | 0 | 0
DK_CA_Aarhus | . | S05 | . | T008 | 0 | 0
DK_CA_Aarhus | . | S05 | . | T009 | 0.03 | 14.4713
DK_CA_Aarhus | . | S05 | . | T010 | 0.03 | 14.4713
DK_CA_Aarhus | . | S05 | . | T011 | 0.03 | 14.4713
DK_CA_Aarhus | . | S05 | . | T012 | 0 | 0
DK_CA_Aarhus | . | S05 | . | T013 | 0 | 0
DK_CA_Aarhus | . | S05 | . | T014 | 0 | 0
DK_CA_Aarhus | . | S05 | . | T015 | 0 | 0
DK_CA_Aarhus | . | S05 | . | T016 | 0 | 0
DK_CA_Aarhus | . | S05 | . | T017 | 0 | 0
DK_CA_Aarhus | . | S05 | . | T018 | 0 | 0
DK_CA_Aarhus | . | S05 | . | T019 | 0 | 0
DK_CA_Aarhus | . | S05 | . | T020 | 0 | 0
DK_CA_Aarhus | . | S05 | . | T021 | 0 | 0
DK_CA_Aarhus | . | S05 | . | T022 | 0 | 0
DK_CA_Aarhus | . | S05 | . | T023 | 0 | 0
DK_CA_Aarhus | . | S05 | . | T024 | 0 | 0
DK_CA_Aarhus | . | S05 | . | T025 | 0 | 0
DK_CA_Aarhus | . | S05 | . | T026 | 0 | 0
DK_CA_Aarhus | . | S05 | . | T027 | 0 | 0
DK_CA_Aarhus | . | S05 | . | T028 | 0 | 0
DK_CA_Aarhus | . | S05 | . | T029 | 0 | 0
DK_CA_Aarhus | . | S05 | . | T030 | 0 | 0
DK_CA_Aarhus | . | S05 | . | T031 | 0 | 0
DK_CA_Aarhus | . | S05 | . | T032 | 0.03 | 14.4713
DK_CA_Aarhus | . | S05 | . | T033 | 0.03 | 14.4713
DK_CA_Aarhus | . | S05 | . | T034 | 0.03 | 14.4713
DK_CA_Aarhus | . | S05 | . | T035 | 0.03 | 14.4713
DK_CA_Aarhus | . | S05 | . | T036 | 0.06 | 28.9425
DK_CA_Aarhus | . | S05 | . | T037 | 0.12 | 57.885
DK_CA_Aarhus | . | S05 | . | T038 | 0.12 | 57.885
DK_CA_Aarhus | . | S05 | . | T039 | 0.12 | 57.885
DK_CA_Aarhus | . | S05 | . | T040 | 0.19 | 91.6513
DK_CA_Aarhus | . | S05 | . | T041 | 0.3 | 144.7126
DK_CA_Aarhus | . | S05 | . | T042 | 0.3 | 144.7126
DK_CA_Aarhus | . | S05 | . | T043 | 0.19 | 91.6513
DK_CA_Aarhus | . | S05 | . | T044 | 0.06 | 28.9425
DK_CA_Aarhus | . | S05 | . | T045 | 0.06 | 28.9425
DK_CA_Aarhus | . | S05 | . | T046 | 0.06 | 28.9425
DK_CA_Aarhus | . | S05 | . | T047 | 0.06 | 28.9425
DK_CA_Aarhus | . | S05 | . | T048 | 0.06 | 28.9425
DK_CA_Aarhus | . | S05 | . | T049 | 0.06 | 28.9425
DK_CA_Aarhus | . | S05 | . | T050 | 0.06 | 28.9425
DK_CA_Aarhus | . | S05 | . | T051 | 0.06 | 28.9425
DK_CA_Aarhus | . | S05 | . | T052 | 0.06 | 28.9425
DK_CA_Aarhus | . | S05 | . | T053 | 0.06 | 28.9425
DK_CA_Aarhus | . | S05 | . | T054 | 0.06 | 28.9425
DK_CA_Aarhus | . | S05 | . | T055 | 0.12 | 57.885
DK_CA_Aarhus | . | S05 | . | T056 | 0.12 | 57.885
DK_CA_Aarhus | . | S05 | . | T057 | 0.12 | 57.885
DK_CA_Aarhus | . | S05 | . | T058 | 0.19 | 91.6513
DK_CA_Aarhus | . | S05 | . | T059 | 0.19 | 91.6513
DK_CA_Aarhus | . | S05 | . | T060 | 0.19 | 91.6513
DK_CA_Aarhus | . | S05 | . | T061 | 0.19 | 91.6513
DK_CA_Aarhus | . | S05 | . | T062 | 0.3 | 144.7126
DK_CA_Aarhus | . | S05 | . | T063 | 0.3 | 144.7126
DK_CA_Aarhus | . | S05 | . | T064 | 0.3 | 144.7126
DK_CA_Aarhus | . | S05 | . | T065 | 0.3 | 144.7126
DK_CA_Aarhus | . | S05 | . | T066 | 0.3 | 144.7126
DK_CA_Aarhus | . | S05 | . | T067 | 0.42 | 202.5976
DK_CA_Aarhus | . | S05 | . | T068 | 0.42 | 202.5976
DK_CA_Aarhus | . | S05 | . | T069 | 0.3 | 144.7126
DK_CA_Aarhus | . | S05 | . | T070 | 0.3 | 144.7126
DK_CA_Aarhus | . | S05 | . | T071 | 0.3 | 144.7126
DK_CA_Aarhus | . | S05 | . | T072 | 0.3 | 144.7126
DK_CA_Aarhus | . | S05 | . | T073 | 0.3 | 144.7126
DK_CA_Aarhus | . | S05 | . | T074 | 0.3 | 144.7126
DK_CA_Aarhus | . | S05 | . | T075 | 0.3 | 144.7126
DK_CA_Aarhus | . | S05 | . | T076 | 0.19 | 91.6513
DK_CA_Aarhus | . | S05 | . | T077 | 0.19 | 91.6513
DK_CA_Aarhus | . | S05 | . | T078 | 0.12 | 57.885
DK_CA_Aarhus | . | S05 | . | T079 | 0.06 | 28.9425
DK_CA_Aarhus | . | S05 | . | T080 | 0.19 | 91.6513
DK_CA_Aarhus | . | S05 | . | T081 | 0.19 | 91.6513
DK_CA_Aarhus | . | S05 | . | T082 | 0.12 | 57.885
DK_CA_Aarhus | . | S05 | . | T083 | 0.12 | 57.885
DK_CA_Aarhus | . | S05 | . | T084 | 0.12 | 57.885
DK_CA_Aarhus | . | S05 | . | T085 | 0.12 | 57.885
DK_CA_Aarhus | . | S05 | . | T086 | 0.06 | 28.9425
DK_CA_Aarhus | . | S05 | . | T087 | 0 | 0
DK_CA_Aarhus | . | S05 | . | T088 | 0 | 0
DK_CA_Aarhus | . | S05 | . | T089 | 0.06 | 28.9425
DK_CA_Aarhus | . | S05 | . | T090 | 0.06 | 28.9425
DK_CA_Aarhus | . | S05 | . | T091 | 0.06 | 28.9425
DK_CA_Aarhus | . | S05 | . | T092 | 0.06 | 28.9425
DK_CA_Aarhus | . | S05 | . | T093 | 0.06 | 28.9425
DK_CA_Aarhus | . | S05 | . | T094 | 0.06 | 28.9425
DK_CA_Aarhus | . | S05 | . | T095 | 0.03 | 14.4713
DK_CA_Aarhus | . | S05 | . | T096 | 0.06 | 28.9425
DK_CA_Aarhus | . | S05 | . | T097 | 0.12 | 57.885
DK_CA_Aarhus | . | S05 | . | T098 | 0.12 | 57.885
DK_CA_Aarhus | . | S05 | . | T099 | 0.19 | 91.6513
DK_CA_Aarhus | . | S05 | . | T100 | 0.19 | 91.6513
DK_CA_Aarhus | . | S05 | . | T101 | 0.3 | 144.7126
DK_CA_Aarhus | . | S05 | . | T102 | 0.3 | 144.7126
DK_CA_Aarhus | . | S05 | . | T103 | 0.3 | 144.7126
DK_CA_Aarhus | . | S05 | . | T104 | 0.3 | 144.7126
DK_CA_Aarhus | . | S05 | . | T105 | 0.19 | 91.6513
DK_CA_Aarhus | . | S05 | . | T106 | 0.19 | 91.6513
DK_CA_Aarhus | . | S05 | . | T107 | 0.19 | 91.6513
DK_CA_Aarhus | . | S05 | . | T108 | 0.19 | 91.6513
DK_CA_Aarhus | . | S05 | . | T109 | 0.3 | 144.7126
DK_CA_Aarhus | . | S05 | . | T110 | 0.3 | 144.7126
DK_CA_Aarhus | . | S05 | . | T111 | 0.3 | 144.7126
DK_CA_Aarhus | . | S05 | . | T112 | 0.3 | 144.7126
DK_CA_Aarhus | . | S05 | . | T113 | 0.3 | 144.7126
DK_CA_Aarhus | . | S05 | . | T114 | 0.42 | 202.5976
DK_CA_Aarhus | . | S05 | . | T115 | 0.42 | 202.5976
DK_CA_Aarhus | . | S05 | . | T116 | 0.3 | 144.7126
DK_CA_Aarhus | . | S05 | . | T117 | 0.3 | 144.7126
DK_CA_Aarhus | . | S05 | . | T118 | 0.3 | 144.7126
DK_CA_Aarhus | . | S05 | . | T119 | 0.3 | 144.7126
DK_CA_Aarhus | . | S05 | . | T120 | 0.19 | 91.6513
DK_CA_Aarhus | . | S05 | . | T121 | 0.19 | 91.6513
DK_CA_Aarhus | . | S05 | . | T122 | 0.19 | 91.6513
DK_CA_Aarhus | . | S05 | . | T123 | 0.3 | 144.7126
DK_CA_Aarhus | . | S05 | . | T124 | 0.3 | 144.7126
DK_CA_Aarhus | . | S05 | . | T125 | 0.3 | 144.7126
DK_CA_Aarhus | . | S05 | . | T126 | 0.3 | 144.7126
DK_CA_Aarhus | . | S05 | . | T127 | 0.3 | 144.7126
DK_CA_Aarhus | . | S05 | . | T128 | 0.3 | 144.7126
DK_CA_Aarhus | . | S05 | . | T129 | 0.3 | 144.7126
DK_CA_Aarhus | . | S05 | . | T130 | 0.19 | 91.6513
DK_CA_Aarhus | . | S05 | . | T131 | 0.19 | 91.6513
DK_CA_Aarhus | . | S05 | . | T132 | 0.19 | 91.6513
DK_CA_Aarhus | . | S05 | . | T133 | 0.19 | 91.6513
DK_CA_Aarhus | . | S05 | . | T134 | 0.12 | 57.885
DK_CA_Aarhus | . | S05 | . | T135 | 0.12 | 57.885
DK_CA_Aarhus | . | S05 | . | T136 | 0.12 | 57.885
DK_CA_Aarhus | . | S05 | . | T137 | 0.12 | 57.885
DK_CA_Aarhus | . | S05 | . | T138 | 0.12 | 57.885
DK_CA_Aarhus | . | S05 | . | T139 | 0.19 | 91.6513
DK_CA_Aarhus | . | S05 | . | T140 | 0.12 | 57.885
DK_CA_Aarhus | . | S05 | . | T141 | 0.19 | 91.6513
DK_CA_Aarhus | . | S05 | . | T142 | 0.3 | 144.7126
DK_CA_Aarhus | . | S05 | . | T143 | 0.42 | 202.5976
DK_CA_Aarhus | . | S05 | . | T144 | 0.57 | 274.954
DK_CA_Aarhus | . | S05 | . | T145 | 0.57 | 274.954
DK_CA_Aarhus | . | S05 | . | T146 | 0.72 | 347.3103
DK_CA_Aarhus | . | S05 | . | T147 | 0.72 | 347.3103
DK_CA_Aarhus | . | S05 | . | T148 | 0.85 | 410.0191
DK_CA_Aarhus | . | S05 | . | T149 | 0.85 | 410.0191
DK_CA_Aarhus | . | S05 | . | T150 | 0.85 | 410.0191
DK_CA_Aarhus | . | S05 | . | T151 | 0.85 | 410.0191
DK_CA_Aarhus | . | S05 | . | T152 | 0.85 | 410.0191
DK_CA_Aarhus | . | S05 | . | T153 | 0.85 | 410.0191
DK_CA_Aarhus | . | S05 | . | T154 | 0.72 | 347.3103
DK_CA_Aarhus | . | S05 | . | T155 | 0.85 | 410.0191
DK_CA_Aarhus | . | S05 | . | T156 | 0.85 | 410.0191
DK_CA_Aarhus | . | S05 | . | T157 | 0.85 | 410.0191
DK_CA_Aarhus | . | S05 | . | T158 | 0.85 | 410.0191
DK_CA_Aarhus | . | S05 | . | T159 | 0.72 | 347.3103
DK_CA_Aarhus | . | S05 | . | T160 | 0.72 | 347.3103
DK_CA_Aarhus | . | S05 | . | T161 | 0.85 | 410.0191
DK_CA_Aarhus | . | S05 | . | T162 | 0.85 | 410.0191
DK_CA_Aarhus | . | S05 | . | T163 | 0.72 | 347.3103
DK_CA_Aarhus | . | S05 | . | T164 | 0.72 | 347.3103
DK_CA_Aarhus | . | S05 | . | T165 | 0.72 | 347.3103
DK_CA_Aarhus | . | S05 | . | T166 | 0.72 | 347.3103
DK_CA_Aarhus | . | S05 | . | T167 | 0.72 | 347.3103
DK_CA_Aarhus | . | S05 | . | T168 | 0.72 | 347.3103
DK_CA_Aarhus | . | S06 | . | T001 | 0.72 | 347.3103
DK_CA_Aarhus | . | S06 | . | T002 | 0.72 | 347.3103
DK_CA_Aarhus | . | S06 | . | T003 | 0.72 | 347.3103
DK_CA_Aarhus | . | S06 | . | T004 | 0.72 | 347.3103
DK_CA_Aarhus | . | S06 | . | T005 | 0.57 | 274.954
DK_CA_Aarhus | . | S06 | . | T006 | 0.57 | 274.954
DK_CA_Aarhus | . | S06 | . | T007 | 0.57 | 274.954
DK_CA_Aarhus | . | S06 | . | T008 | 0.42 | 202.5976
DK_CA_Aarhus | . | S06 | . | T009 | 0.3 | 144.7126
DK_CA_Aarhus | . | S06 | . | T010 | 0.3 | 144.7126
DK_CA_Aarhus | . | S06 | . | T011 | 0.19 | 91.6513
DK_CA_Aarhus | . | S06 | . | T012 | 0.19 | 91.6513
DK_CA_Aarhus | . | S06 | . | T013 | 0.3 | 144.7126
DK_CA_Aarhus | . | S06 | . | T014 | 0.42 | 202.5976
DK_CA_Aarhus | . | S06 | . | T015 | 0.42 | 202.5976
DK_CA_Aarhus | . | S06 | . | T016 | 0.42 | 202.5976
DK_CA_Aarhus | . | S06 | . | T017 | 0.57 | 274.954
DK_CA_Aarhus | . | S06 | . | T018 | 0.72 | 347.3103
DK_CA_Aarhus | . | S06 | . | T019 | 0.85 | 410.0191
DK_CA_Aarhus | . | S06 | . | T020 | 0.99 | 477.5516
DK_CA_Aarhus | . | S06 | . | T021 | 0.99 | 477.5516
DK_CA_Aarhus | . | S06 | . | T022 | 0.99 | 477.5516
DK_CA_Aarhus | . | S06 | . | T023 | 0.99 | 477.5516
DK_CA_Aarhus | . | S06 | . | T024 | 0.99 | 477.5516
DK_CA_Aarhus | . | S06 | . | T025 | 1 | 482.3754
DK_CA_Aarhus | . | S06 | . | T026 | 1 | 482.3754
DK_CA_Aarhus | . | S06 | . | T027 | 1 | 482.3754
DK_CA_Aarhus | . | S06 | . | T028 | 1 | 482.3754
DK_CA_Aarhus | . | S06 | . | T029 | 1 | 482.3754
DK_CA_Aarhus | . | S06 | . | T030 | 1 | 482.3754
DK_CA_Aarhus | . | S06 | . | T031 | 1 | 482.3754
DK_CA_Aarhus | . | S06 | . | T032 | 1 | 482.3754
DK_CA_Aarhus | . | S06 | . | T033 | 1 | 482.3754
DK_CA_Aarhus | . | S06 | . | T034 | 1 | 482.3754
DK_CA_Aarhus | . | S06 | . | T035 | 1 | 482.3754
DK_CA_Aarhus | . | S06 | . | T036 | 1 | 482.3754
DK_CA_Aarhus | . | S06 | . | T037 | 1 | 482.3754
DK_CA_Aarhus | . | S06 | . | T038 | 1 | 482.3754
DK_CA_Aarhus | . | S06 | . | T039 | 0.99 | 477.5516
DK_CA_Aarhus | . | S06 | . | T040 | 0.99 | 477.5516
DK_CA_Aarhus | . | S06 | . | T041 | 0.99 | 477.5516
DK_CA_Aarhus | . | S06 | . | T042 | 0.99 | 477.5516
DK_CA_Aarhus | . | S06 | . | T043 | 0.95 | 458.2566
DK_CA_Aarhus | . | S06 | . | T044 | 0.85 | 410.0191
DK_CA_Aarhus | . | S06 | . | T045 | 0.72 | 347.3103
DK_CA_Aarhus | . | S06 | . | T046 | 0.57 | 274.954
DK_CA_Aarhus | . | S06 | . | T047 | 0.57 | 274.954
DK_CA_Aarhus | . | S06 | . | T048 | 0.42 | 202.5976
DK_CA_Aarhus | . | S06 | . | T049 | 0.3 | 144.7126
DK_CA_Aarhus | . | S06 | . | T050 | 0.42 | 202.5976
DK_CA_Aarhus | . | S06 | . | T051 | 0.42 | 202.5976
DK_CA_Aarhus | . | S06 | . | T052 | 0.42 | 202.5976
DK_CA_Aarhus | . | S06 | . | T053 | 0.42 | 202.5976
DK_CA_Aarhus | . | S06 | . | T054 | 0.3 | 144.7126
DK_CA_Aarhus | . | S06 | . | T055 | 0.3 | 144.7126
DK_CA_Aarhus | . | S06 | . | T056 | 0.3 | 144.7126
DK_CA_Aarhus | . | S06 | . | T057 | 0.42 | 202.5976
DK_CA_Aarhus | . | S06 | . | T058 | 0.57 | 274.954
DK_CA_Aarhus | . | S06 | . | T059 | 0.72 | 347.3103
DK_CA_Aarhus | . | S06 | . | T060 | 0.72 | 347.3103
DK_CA_Aarhus | . | S06 | . | T061 | 0.85 | 410.0191
DK_CA_Aarhus | . | S06 | . | T062 | 0.99 | 477.5516
DK_CA_Aarhus | . | S06 | . | T063 | 1 | 482.3754
DK_CA_Aarhus | . | S06 | . | T064 | 1 | 482.3754
DK_CA_Aarhus | . | S06 | . | T065 | 1 | 482.3754
DK_CA_Aarhus | . | S06 | . | T066 | 1 | 482.3754
DK_CA_Aarhus | . | S06 | . | T067 | 1 | 482.3754
DK_CA_Aarhus | . | S06 | . | T068 | 0.99 | 477.5516
DK_CA_Aarhus | . | S06 | . | T069 | 0.95 | 458.2566
DK_CA_Aarhus | . | S06 | . | T070 | 0.95 | 458.2566
DK_CA_Aarhus | . | S06 | . | T071 | 0.85 | 410.0191
DK_CA_Aarhus | . | S06 | . | T072 | 0.85 | 410.0191
DK_CA_Aarhus | . | S06 | . | T073 | 0.95 | 458.2566
DK_CA_Aarhus | . | S06 | . | T074 | 0.95 | 458.2566
DK_CA_Aarhus | . | S06 | . | T075 | 0.95 | 458.2566
DK_CA_Aarhus | . | S06 | . | T076 | 0.95 | 458.2566
DK_CA_Aarhus | . | S06 | . | T077 | 0.95 | 458.2566
DK_CA_Aarhus | . | S06 | . | T078 | 0.95 | 458.2566
DK_CA_Aarhus | . | S06 | . | T079 | 0.95 | 458.2566
DK_CA_Aarhus | . | S06 | . | T080 | 0.95 | 458.2566
DK_CA_Aarhus | . | S06 | . | T081 | 0.99 | 477.5516
DK_CA_Aarhus | . | S06 | . | T082 | 0.99 | 477.5516
DK_CA_Aarhus | . | S06 | . | T083 | 1 | 482.3754
DK_CA_Aarhus | . | S06 | . | T084 | 1 | 482.3754
DK_CA_Aarhus | . | S06 | . | T085 | 1 | 482.3754
DK_CA_Aarhus | . | S06 | . | T086 | 1 | 482.3754
DK_CA_Aarhus | . | S06 | . | T087 | 1 | 482.3754
DK_CA_Aarhus | . | S06 | . | T088 | 1 | 482.3754
DK_CA_Aarhus | . | S06 | . | T089 | 1 | 482.3754
DK_CA_Aarhus | . | S06 | . | T090 | 0.99 | 477.5516
DK_CA_Aarhus | . | S06 | . | T091 | 0.99 | 477.5516
DK_CA_Aarhus | . | S06 | . | T092 | 0.95 | 458.2566
DK_CA_Aarhus | . | S06 | . | T093 | 0.85 | 410.0191
DK_CA_Aarhus | . | S06 | . | T094 | 0.85 | 410.0191
DK_CA_Aarhus | . | S06 | . | T095 | 0.72 | 347.3103
DK_CA_Aarhus | . | S06 | . | T096 | 0.72 | 347.3103
DK_CA_Aarhus | . | S06 | . | T097 | 0.57 | 274.954
DK_CA_Aarhus | . | S06 | . | T098 | 0.57 | 274.954
DK_CA_Aarhus | . | S06 | . | T099 | 0.42 | 202.5976
DK_CA_Aarhus | . | S06 | . | T100 | 0.42 | 202.5976
DK_CA_Aarhus | . | S06 | . | T101 | 0.3 | 144.7126
DK_CA_Aarhus | . | S06 | . | T102 | 0.19 | 91.6513
DK_CA_Aarhus | . | S06 | . | T103 | 0.12 | 57.885
DK_CA_Aarhus | . | S06 | . | T104 | 0.12 | 57.885
DK_CA_Aarhus | . | S06 | . | T105 | 0.03 | 14.4713
DK_CA_Aarhus | . | S06 | . | T106 | 0 | 0
DK_CA_Aarhus | . | S06 | . | T107 | 0 | 0
DK_CA_Aarhus | . | S06 | . | T108 | 0.06 | 28.9425
DK_CA_Aarhus | . | S06 | . | T109 | 0.42 | 202.5976
DK_CA_Aarhus | . | S06 | . | T110 | 0.19 | 91.6513
DK_CA_Aarhus | . | S06 | . | T111 | 0.12 | 57.885
DK_CA_Aarhus | . | S06 | . | T112 | 0.19 | 91.6513
DK_CA_Aarhus | . | S06 | . | T113 | 0.19 | 91.6513
DK_CA_Aarhus | . | S06 | . | T114 | 0.19 | 91.6513
DK_CA_Aarhus | . | S06 | . | T115 | 0.12 | 57.885
DK_CA_Aarhus | . | S06 | . | T116 | 0.06 | 28.9425
DK_CA_Aarhus | . | S06 | . | T117 | 0.06 | 28.9425
DK_CA_Aarhus | . | S06 | . | T118 | 0.03 | 14.4713
DK_CA_Aarhus | . | S06 | . | T119 | 0.06 | 28.9425
DK_CA_Aarhus | . | S06 | . | T120 | 0.12 | 57.885
DK_CA_Aarhus | . | S06 | . | T121 | 0.12 | 57.885
DK_CA_Aarhus | . | S06 | . | T122 | 0.19 | 91.6513
DK_CA_Aarhus | . | S06 | . | T123 | 0.3 | 144.7126
DK_CA_Aarhus | . | S06 | . | T124 | 0.3 | 144.7126
DK_CA_Aarhus | . | S06 | . | T125 | 0.3 | 144.7126
DK_CA_Aarhus | . | S06 | . | T126 | 0.12 | 57.885
DK_CA_Aarhus | . | S06 | . | T127 | 0.06 | 28.9425
DK_CA_Aarhus | . | S06 | . | T128 | 0.03 | 14.4713
DK_CA_Aarhus | . | S06 | . | T129 | 0.03 | 14.4713
DK_CA_Aarhus | . | S06 | . | T130 | 0 | 0
DK_CA_Aarhus | . | S06 | . | T131 | 0 | 0
DK_CA_Aarhus | . | S06 | . | T132 | 0 | 0
DK_CA_Aarhus | . | S06 | . | T133 | 0 | 0
DK_CA_Aarhus | . | S06 | . | T134 | 0 | 0
DK_CA_Aarhus | . | S06 | . | T135 | 0 | 0
DK_CA_Aarhus | . | S06 | . | T136 | 0 | 0
DK_CA_Aarhus | . | S06 | . | T137 | 0 | 0
DK_CA_Aarhus | . | S06 | . | T138 | 0 | 0
DK_CA_Aarhus | . | S06 | . | T139 | 0 | 0
DK_CA_Aarhus | . | S06 | . | T140 | 0 | 0
DK_CA_Aarhus | . | S06 | . | T141 | 0 | 0
DK_CA_Aarhus | . | S06 | . | T142 | 0 | 0
DK_CA_Aarhus | . | S06 | . | T143 | 0 | 0
DK_CA_Aarhus | . | S06 | . | T144 | 0 | 0
DK_CA_Aarhus | . | S06 | . | T145 | 0 | 0
DK_CA_Aarhus | . | S06 | . | T146 | 0 | 0
DK_CA_Aarhus | . | S06 | . | T147 | 0 | 0
DK_CA_Aarhus | . | S06 | . | T148 | 0 | 0
DK_CA_Aarhus | . | S06 | . | T149 | 0 | 0
DK_CA_Aarhus | . | S06 | . | T150 | 0 | 0
DK_CA_Aarhus | . | S06 | . | T151 | 0.03 | 14.4713
DK_CA_Aarhus | . | S06 | . | T152 | 0.03 | 14.4713
DK_CA_Aarhus | . | S06 | . | T153 | 0.06 | 28.9425
DK_CA_Aarhus | . | S06 | . | T154 | 0.06 | 28.9425
DK_CA_Aarhus | . | S06 | . | T155 | 0.06 | 28.9425
DK_CA_Aarhus | . | S06 | . | T156 | 0.12 | 57.885
DK_CA_Aarhus | . | S06 | . | T157 | 0.12 | 57.885
DK_CA_Aarhus | . | S06 | . | T158 | 0.12 | 57.885
DK_CA_Aarhus | . | S06 | . | T159 | 0.12 | 57.885
DK_CA_Aarhus | . | S06 | . | T160 | 0.19 | 91.6513
DK_CA_Aarhus | . | S06 | . | T161 | 0.3 | 144.7126
DK_CA_Aarhus | . | S06 | . | T162 | 0.3 | 144.7126
DK_CA_Aarhus | . | S06 | . | T163 | 0.57 | 274.954
DK_CA_Aarhus | . | S06 | . | T164 | 0.57 | 274.954
DK_CA_Aarhus | . | S06 | . | T165 | 0.72 | 347.3103
DK_CA_Aarhus | . | S06 | . | T166 | 0.72 | 347.3103
DK_CA_Aarhus | . | S06 | . | T167 | 0.85 | 410.0191
DK_CA_Aarhus | . | S06 | . | T168 | 0.85 | 410.0191
DK_CA_Aarhus | . | S07 | . | T001 | 0.85 | 410.0191
DK_CA_Aarhus | . | S07 | . | T002 | 0.85 | 410.0191
DK_CA_Aarhus | . | S07 | . | T003 | 0.85 | 410.0191
DK_CA_Aarhus | . | S07 | . | T004 | 0.95 | 458.2566
DK_CA_Aarhus | . | S07 | . | T005 | 0.95 | 458.2566
DK_CA_Aarhus | . | S07 | . | T006 | 0.95 | 458.2566
DK_CA_Aarhus | . | S07 | . | T007 | 0.95 | 458.2566
DK_CA_Aarhus | . | S07 | . | T008 | 0.95 | 458.2566
DK_CA_Aarhus | . | S07 | . | T009 | 0.99 | 477.5516
DK_CA_Aarhus | . | S07 | . | T010 | 0.99 | 477.5516
DK_CA_Aarhus | . | S07 | . | T011 | 0.99 | 477.5516
DK_CA_Aarhus | . | S07 | . | T012 | 0.99 | 477.5516
DK_CA_Aarhus | . | S07 | . | T013 | 0.99 | 477.5516
DK_CA_Aarhus | . | S07 | . | T014 | 0.99 | 477.5516
DK_CA_Aarhus | . | S07 | . | T015 | 0.99 | 477.5516
DK_CA_Aarhus | . | S07 | . | T016 | 0.95 | 458.2566
DK_CA_Aarhus | . | S07 | . | T017 | 0.95 | 458.2566
DK_CA_Aarhus | . | S07 | . | T018 | 0.95 | 458.2566
DK_CA_Aarhus | . | S07 | . | T019 | 0.95 | 458.2566
DK_CA_Aarhus | . | S07 | . | T020 | 0.85 | 410.0191
DK_CA_Aarhus | . | S07 | . | T021 | 0.85 | 410.0191
DK_CA_Aarhus | . | S07 | . | T022 | 0.85 | 410.0191
DK_CA_Aarhus | . | S07 | . | T023 | 0.85 | 410.0191
DK_CA_Aarhus | . | S07 | . | T024 | 0.85 | 410.0191
DK_CA_Aarhus | . | S07 | . | T025 | 0.85 | 410.0191
DK_CA_Aarhus | . | S07 | . | T026 | 0.85 | 410.0191
DK_CA_Aarhus | . | S07 | . | T027 | 0.85 | 410.0191
DK_CA_Aarhus | . | S07 | . | T028 | 0.85 | 410.0191
DK_CA_Aarhus | . | S07 | . | T029 | 0.85 | 410.0191
DK_CA_Aarhus | . | S07 | . | T030 | 0.85 | 410.0191
DK_CA_Aarhus | . | S07 | . | T031 | 0.72 | 347.3103
DK_CA_Aarhus | . | S07 | . | T032 | 0.57 | 274.954
DK_CA_Aarhus | . | S07 | . | T033 | 0.57 | 274.954
DK_CA_Aarhus | . | S07 | . | T034 | 0.57 | 274.954
DK_CA_Aarhus | . | S07 | . | T035 | 0.57 | 274.954
DK_CA_Aarhus | . | S07 | . | T036 | 0.57 | 274.954
DK_CA_Aarhus | . | S07 | . | T037 | 0.57 | 274.954
DK_CA_Aarhus | . | S07 | . | T038 | 0.57 | 274.954
DK_CA_Aarhus | . | S07 | . | T039 | 0.72 | 347.3103
DK_CA_Aarhus | . | S07 | . | T040 | 0.72 | 347.3103
DK_CA_Aarhus | . | S07 | . | T041 | 0.72 | 347.3103
DK_CA_Aarhus | . | S07 | . | T042 | 0.57 | 274.954
DK_CA_Aarhus | . | S07 | . | T043 | 0.57 | 274.954
DK_CA_Aarhus | . | S07 | . | T044 | 0.57 | 274.954
DK_CA_Aarhus | . | S07 | . | T045 | 0.57 | 274.954
DK_CA_Aarhus | . | S07 | . | T046 | 0.57 | 274.954
DK_CA_Aarhus | . | S07 | . | T047 | 0.57 | 274.954
DK_CA_Aarhus | . | S07 | . | T048 | 0.57 | 274.954
DK_CA_Aarhus | . | S07 | . | T049 | 0.57 | 274.954
DK_CA_Aarhus | . | S07 | . | T050 | 0.57 | 274.954
DK_CA_Aarhus | . | S07 | . | T051 | 0.57 | 274.954
DK_CA_Aarhus | . | S07 | . | T052 | 0.57 | 274.954
DK_CA_Aarhus | . | S07 | . | T053 | 0.57 | 274.954
DK_CA_Aarhus | . | S07 | . | T054 | 0.57 | 274.954
DK_CA_Aarhus | . | S07 | . | T055 | 0.42 | 202.5976
DK_CA_Aarhus | . | S07 | . | T056 | 0.42 | 202.5976
DK_CA_Aarhus | . | S07 | . | T057 | 0.3 | 144.7126
DK_CA_Aarhus | . | S07 | . | T058 | 0.19 | 91.6513
DK_CA_Aarhus | . | S07 | . | T059 | 0.12 | 57.885
DK_CA_Aarhus | . | S07 | . | T060 | 0.06 | 28.9425
DK_CA_Aarhus | . | S07 | . | T061 | 0.06 | 28.9425
DK_CA_Aarhus | . | S07 | . | T062 | 0.06 | 28.9425
DK_CA_Aarhus | . | S07 | . | T063 | 0.06 | 28.9425
DK_CA_Aarhus | . | S07 | . | T064 | 0.12 | 57.885
DK_CA_Aarhus | . | S07 | . | T065 | 0.12 | 57.885
DK_CA_Aarhus | . | S07 | . | T066 | 0.19 | 91.6513
DK_CA_Aarhus | . | S07 | . | T067 | 0.3 | 144.7126
DK_CA_Aarhus | . | S07 | . | T068 | 0.42 | 202.5976
DK_CA_Aarhus | . | S07 | . | T069 | 0.42 | 202.5976
DK_CA_Aarhus | . | S07 | . | T070 | 0.3 | 144.7126
DK_CA_Aarhus | . | S07 | . | T071 | 0.3 | 144.7126
DK_CA_Aarhus | . | S07 | . | T072 | 0.3 | 144.7126
DK_CA_Aarhus | . | S07 | . | T073 | 0.3 | 144.7126
DK_CA_Aarhus | . | S07 | . | T074 | 0.42 | 202.5976
DK_CA_Aarhus | . | S07 | . | T075 | 0.42 | 202.5976
DK_CA_Aarhus | . | S07 | . | T076 | 0.42 | 202.5976
DK_CA_Aarhus | . | S07 | . | T077 | 0.42 | 202.5976
DK_CA_Aarhus | . | S07 | . | T078 | 0.42 | 202.5976
DK_CA_Aarhus | . | S07 | . | T079 | 0.42 | 202.5976
DK_CA_Aarhus | . | S07 | . | T080 | 0.42 | 202.5976
DK_CA_Aarhus | . | S07 | . | T081 | 0.3 | 144.7126
DK_CA_Aarhus | . | S07 | . | T082 | 0.19 | 91.6513
DK_CA_Aarhus | . | S07 | . | T083 | 0.19 | 91.6513
DK_CA_Aarhus | . | S07 | . | T084 | 0.19 | 91.6513
DK_CA_Aarhus | . | S07 | . | T085 | 0.19 | 91.6513
DK_CA_Aarhus | . | S07 | . | T086 | 0.3 | 144.7126
DK_CA_Aarhus | . | S07 | . | T087 | 0.3 | 144.7126
DK_CA_Aarhus | . | S07 | . | T088 | 0.42 | 202.5976
DK_CA_Aarhus | . | S07 | . | T089 | 0.42 | 202.5976
DK_CA_Aarhus | . | S07 | . | T090 | 0.42 | 202.5976
DK_CA_Aarhus | . | S07 | . | T091 | 0.42 | 202.5976
DK_CA_Aarhus | . | S07 | . | T092 | 0.42 | 202.5976
DK_CA_Aarhus | . | S07 | . | T093 | 0.42 | 202.5976
DK_CA_Aarhus | . | S07 | . | T094 | 0.42 | 202.5976
DK_CA_Aarhus | . | S07 | . | T095 | 0.42 | 202.5976
DK_CA_Aarhus | . | S07 | . | T096 | 0.42 | 202.5976
DK_CA_Aarhus | . | S07 | . | T097 | 0.42 | 202.5976
DK_CA_Aarhus | . | S07 | . | T098 | 0.42 | 202.5976
DK_CA_Aarhus | . | S07 | . | T099 | 0.42 | 202.5976
DK_CA_Aarhus | . | S07 | . | T100 | 0.57 | 274.954
DK_CA_Aarhus | . | S07 | . | T101 | 0.57 | 274.954
DK_CA_Aarhus | . | S07 | . | T102 | 0.57 | 274.954
DK_CA_Aarhus | . | S07 | . | T103 | 0.57 | 274.954
DK_CA_Aarhus | . | S07 | . | T104 | 0.57 | 274.954
DK_CA_Aarhus | . | S07 | . | T105 | 0.72 | 347.3103
DK_CA_Aarhus | . | S07 | . | T106 | 0.57 | 274.954
DK_CA_Aarhus | . | S07 | . | T107 | 0.57 | 274.954
DK_CA_Aarhus | . | S07 | . | T108 | 0.57 | 274.954
DK_CA_Aarhus | . | S07 | . | T109 | 0.57 | 274.954
DK_CA_Aarhus | . | S07 | . | T110 | 0.42 | 202.5976
DK_CA_Aarhus | . | S07 | . | T111 | 0.42 | 202.5976
DK_CA_Aarhus | . | S07 | . | T112 | 0.42 | 202.5976
DK_CA_Aarhus | . | S07 | . | T113 | 0.42 | 202.5976
DK_CA_Aarhus | . | S07 | . | T114 | 0.42 | 202.5976
DK_CA_Aarhus | . | S07 | . | T115 | 0.42 | 202.5976
DK_CA_Aarhus | . | S07 | . | T116 | 0.3 | 144.7126
DK_CA_Aarhus | . | S07 | . | T117 | 0.42 | 202.5976
DK_CA_Aarhus | . | S07 | . | T118 | 0.42 | 202.5976
DK_CA_Aarhus | . | S07 | . | T119 | 0.42 | 202.5976
DK_CA_Aarhus | . | S07 | . | T120 | 0.3 | 144.7126
DK_CA_Aarhus | . | S07 | . | T121 | 0.19 | 91.6513
DK_CA_Aarhus | . | S07 | . | T122 | 0.12 | 57.885
DK_CA_Aarhus | . | S07 | . | T123 | 0.03 | 14.4713
DK_CA_Aarhus | . | S07 | . | T124 | 0 | 0
DK_CA_Aarhus | . | S07 | . | T125 | 0 | 0
DK_CA_Aarhus | . | S07 | . | T126 | 0 | 0
DK_CA_Aarhus | . | S07 | . | T127 | 0 | 0
DK_CA_Aarhus | . | S07 | . | T128 | 0.03 | 14.4713
DK_CA_Aarhus | . | S07 | . | T129 | 0.03 | 14.4713
DK_CA_Aarhus | . | S07 | . | T130 | 0.12 | 57.885
DK_CA_Aarhus | . | S07 | . | T131 | 0.12 | 57.885
DK_CA_Aarhus | . | S07 | . | T132 | 0.12 | 57.885
DK_CA_Aarhus | . | S07 | . | T133 | 0.12 | 57.885
DK_CA_Aarhus | . | S07 | . | T134 | 0.19 | 91.6513
DK_CA_Aarhus | . | S07 | . | T135 | 0.19 | 91.6513
DK_CA_Aarhus | . | S07 | . | T136 | 0.19 | 91.6513
DK_CA_Aarhus | . | S07 | . | T137 | 0.3 | 144.7126
DK_CA_Aarhus | . | S07 | . | T138 | 0.3 | 144.7126
DK_CA_Aarhus | . | S07 | . | T139 | 0.3 | 144.7126
DK_CA_Aarhus | . | S07 | . | T140 | 0.19 | 91.6513
DK_CA_Aarhus | . | S07 | . | T141 | 0.19 | 91.6513
DK_CA_Aarhus | . | S07 | . | T142 | 0.06 | 28.9425
DK_CA_Aarhus | . | S07 | . | T143 | 0.03 | 14.4713
DK_CA_Aarhus | . | S07 | . | T144 | 0.03 | 14.4713
DK_CA_Aarhus | . | S07 | . | T145 | 0.03 | 14.4713
DK_CA_Aarhus | . | S07 | . | T146 | 0 | 0
DK_CA_Aarhus | . | S07 | . | T147 | 0 | 0
DK_CA_Aarhus | . | S07 | . | T148 | 0 | 0
DK_CA_Aarhus | . | S07 | . | T149 | 0 | 0
DK_CA_Aarhus | . | S07 | . | T150 | 0 | 0
DK_CA_Aarhus | . | S07 | . | T151 | 0 | 0
DK_CA_Aarhus | . | S07 | . | T152 | 0.03 | 14.4713
DK_CA_Aarhus | . | S07 | . | T153 | 0.03 | 14.4713
DK_CA_Aarhus | . | S07 | . | T154 | 0.03 | 14.4713
DK_CA_Aarhus | . | S07 | . | T155 | 0.03 | 14.4713
DK_CA_Aarhus | . | S07 | . | T156 | 0.06 | 28.9425
DK_CA_Aarhus | . | S07 | . | T157 | 0.12 | 57.885
DK_CA_Aarhus | . | S07 | . | T158 | 0.19 | 91.6513
DK_CA_Aarhus | . | S07 | . | T159 | 0.3 | 144.7126
DK_CA_Aarhus | . | S07 | . | T160 | 0.3 | 144.7126
DK_CA_Aarhus | . | S07 | . | T161 | 0.42 | 202.5976
DK_CA_Aarhus | . | S07 | . | T162 | 0.57 | 274.954
DK_CA_Aarhus | . | S07 | . | T163 | 0.57 | 274.954
DK_CA_Aarhus | . | S07 | . | T164 | 0.57 | 274.954
DK_CA_Aarhus | . | S07 | . | T165 | 0.72 | 347.3103
DK_CA_Aarhus | . | S07 | . | T166 | 0.72 | 347.3103
DK_CA_Aarhus | . | S07 | . | T167 | 0.72 | 347.3103
DK_CA_Aarhus | . | S07 | . | T168 | 0.72 | 347.3103
DK_CA_Aarhus | . | S08 | . | T001 | 0.72 | 347.3103
DK_CA_Aarhus | . | S08 | . | T002 | 0.85 | 410.0191
DK_CA_Aarhus | . | S08 | . | T003 | 0.85 | 410.0191
DK_CA_Aarhus | . | S08 | . | T004 | 0.85 | 410.0191
DK_CA_Aarhus | . | S08 | . | T005 | 0.85 | 410.0191
DK_CA_Aarhus | . | S08 | . | T006 | 0.95 | 458.2566
DK_CA_Aarhus | . | S08 | . | T007 | 0.95 | 458.2566
DK_CA_Aarhus | . | S08 | . | T008 | 0.95 | 458.2566
DK_CA_Aarhus | . | S08 | . | T009 | 0.85 | 410.0191
DK_CA_Aarhus | . | S08 | . | T010 | 0.72 | 347.3103
DK_CA_Aarhus | . | S08 | . | T011 | 0.57 | 274.954
DK_CA_Aarhus | . | S08 | . | T012 | 0.42 | 202.5976
DK_CA_Aarhus | . | S08 | . | T013 | 0.3 | 144.7126
DK_CA_Aarhus | . | S08 | . | T014 | 0.12 | 57.885
DK_CA_Aarhus | . | S08 | . | T015 | 0.06 | 28.9425
DK_CA_Aarhus | . | S08 | . | T016 | 0.06 | 28.9425
DK_CA_Aarhus | . | S08 | . | T017 | 0.12 | 57.885
DK_CA_Aarhus | . | S08 | . | T018 | 0.12 | 57.885
DK_CA_Aarhus | . | S08 | . | T019 | 0.19 | 91.6513
DK_CA_Aarhus | . | S08 | . | T020 | 0.19 | 91.6513
DK_CA_Aarhus | . | S08 | . | T021 | 0.3 | 144.7126
DK_CA_Aarhus | . | S08 | . | T022 | 0.3 | 144.7126
DK_CA_Aarhus | . | S08 | . | T023 | 0.42 | 202.5976
DK_CA_Aarhus | . | S08 | . | T024 | 0.3 | 144.7126
DK_CA_Aarhus | . | S08 | . | T025 | 0.3 | 144.7126
DK_CA_Aarhus | . | S08 | . | T026 | 0.42 | 202.5976
DK_CA_Aarhus | . | S08 | . | T027 | 0.42 | 202.5976
DK_CA_Aarhus | . | S08 | . | T028 | 0.42 | 202.5976
DK_CA_Aarhus | . | S08 | . | T029 | 0.42 | 202.5976
DK_CA_Aarhus | . | S08 | . | T030 | 0.57 | 274.954
DK_CA_Aarhus | . | S08 | . | T031 | 0.57 | 274.954
DK_CA_Aarhus | . | S08 | . | T032 | 0.57 | 274.954
DK_CA_Aarhus | . | S08 | . | T033 | 0.57 | 274.954
DK_CA_Aarhus | . | S08 | . | T034 | 0.42 | 202.5976
DK_CA_Aarhus | . | S08 | . | T035 | 0.42 | 202.5976
DK_CA_Aarhus | . | S08 | . | T036 | 0.42 | 202.5976
DK_CA_Aarhus | . | S08 | . | T037 | 0.42 | 202.5976
DK_CA_Aarhus | . | S08 | . | T038 | 0.42 | 202.5976
DK_CA_Aarhus | . | S08 | . | T039 | 0.42 | 202.5976
DK_CA_Aarhus | . | S08 | . | T040 | 0.57 | 274.954
DK_CA_Aarhus | . | S08 | . | T041 | 0.72 | 347.3103
DK_CA_Aarhus | . | S08 | . | T042 | 0.95 | 458.2566
DK_CA_Aarhus | . | S08 | . | T043 | 0.99 | 477.5516
DK_CA_Aarhus | . | S08 | . | T044 | 0.99 | 477.5516
DK_CA_Aarhus | . | S08 | . | T045 | 0.99 | 477.5516
DK_CA_Aarhus | . | S08 | . | T046 | 0.99 | 477.5516
DK_CA_Aarhus | . | S08 | . | T047 | 0.99 | 477.5516
DK_CA_Aarhus | . | S08 | . | T048 | 0.95 | 458.2566
DK_CA_Aarhus | . | S08 | . | T049 | 0.85 | 410.0191
DK_CA_Aarhus | . | S08 | . | T050 | 0.85 | 410.0191
DK_CA_Aarhus | . | S08 | . | T051 | 0.72 | 347.3103
DK_CA_Aarhus | . | S08 | . | T052 | 0.57 | 274.954
DK_CA_Aarhus | . | S08 | . | T053 | 0.57 | 274.954
DK_CA_Aarhus | . | S08 | . | T054 | 0.42 | 202.5976
DK_CA_Aarhus | . | S08 | . | T055 | 0.42 | 202.5976
DK_CA_Aarhus | . | S08 | . | T056 | 0.42 | 202.5976
DK_CA_Aarhus | . | S08 | . | T057 | 0.42 | 202.5976
DK_CA_Aarhus | . | S08 | . | T058 | 0.3 | 144.7126
DK_CA_Aarhus | . | S08 | . | T059 | 0.3 | 144.7126
DK_CA_Aarhus | . | S08 | . | T060 | 0.3 | 144.7126
DK_CA_Aarhus | . | S08 | . | T061 | 0.42 | 202.5976
DK_CA_Aarhus | . | S08 | . | T062 | 0.42 | 202.5976
DK_CA_Aarhus | . | S08 | . | T063 | 0.57 | 274.954
DK_CA_Aarhus | . | S08 | . | T064 | 0.72 | 347.3103
DK_CA_Aarhus | . | S08 | . | T065 | 0.72 | 347.3103
DK_CA_Aarhus | . | S08 | . | T066 | 0.85 | 410.0191
DK_CA_Aarhus | . | S08 | . | T067 | 0.95 | 458.2566
DK_CA_Aarhus | . | S08 | . | T068 | 0.99 | 477.5516
DK_CA_Aarhus | . | S08 | . | T069 | 1 | 482.3754
DK_CA_Aarhus | . | S08 | . | T070 | 1 | 482.3754
DK_CA_Aarhus | . | S08 | . | T071 | 1 | 482.3754
DK_CA_Aarhus | . | S08 | . | T072 | 1 | 482.3754
DK_CA_Aarhus | . | S08 | . | T073 | 1 | 482.3754
DK_CA_Aarhus | . | S08 | . | T074 | 0.99 | 477.5516
DK_CA_Aarhus | . | S08 | . | T075 | 0.99 | 477.5516
DK_CA_Aarhus | . | S08 | . | T076 | 0.99 | 477.5516
DK_CA_Aarhus | . | S08 | . | T077 | 0.99 | 477.5516
DK_CA_Aarhus | . | S08 | . | T078 | 0.99 | 477.5516
DK_CA_Aarhus | . | S08 | . | T079 | 0.99 | 477.5516
DK_CA_Aarhus | . | S08 | . | T080 | 1 | 482.3754
DK_CA_Aarhus | . | S08 | . | T081 | 0.99 | 477.5516
DK_CA_Aarhus | . | S08 | . | T082 | 0.99 | 477.5516
DK_CA_Aarhus | . | S08 | . | T083 | 0.99 | 477.5516
DK_CA_Aarhus | . | S08 | . | T084 | 0.99 | 477.5516
DK_CA_Aarhus | . | S08 | . | T085 | 1 | 482.3754
DK_CA_Aarhus | . | S08 | . | T086 | 1 | 482.3754
DK_CA_Aarhus | . | S08 | . | T087 | 1 | 482.3754
DK_CA_Aarhus | . | S08 | . | T088 | 1 | 482.3754
DK_CA_Aarhus | . | S08 | . | T089 | 1 | 482.3754
DK_CA_Aarhus | . | S08 | . | T090 | 0.99 | 477.5516
DK_CA_Aarhus | . | S08 | . | T091 | 0.99 | 477.5516
DK_CA_Aarhus | . | S08 | . | T092 | 0.99 | 477.5516
DK_CA_Aarhus | . | S08 | . | T093 | 0.95 | 458.2566
DK_CA_Aarhus | . | S08 | . | T094 | 0.95 | 458.2566
DK_CA_Aarhus | . | S08 | . | T095 | 0.95 | 458.2566
DK_CA_Aarhus | . | S08 | . | T096 | 0.95 | 458.2566
DK_CA_Aarhus | . | S08 | . | T097 | 0.95 | 458.2566
DK_CA_Aarhus | . | S08 | . | T098 | 0.95 | 458.2566
DK_CA_Aarhus | . | S08 | . | T099 | 0.95 | 458.2566
DK_CA_Aarhus | . | S08 | . | T100 | 0.95 | 458.2566
DK_CA_Aarhus | . | S08 | . | T101 | 0.95 | 458.2566
DK_CA_Aarhus | . | S08 | . | T102 | 0.85 | 410.0191
DK_CA_Aarhus | . | S08 | . | T103 | 0.72 | 347.3103
DK_CA_Aarhus | . | S08 | . | T104 | 0.57 | 274.954
DK_CA_Aarhus | . | S08 | . | T105 | 0.42 | 202.5976
DK_CA_Aarhus | . | S08 | . | T106 | 0.3 | 144.7126
DK_CA_Aarhus | . | S08 | . | T107 | 0.3 | 144.7126
DK_CA_Aarhus | . | S08 | . | T108 | 0.3 | 144.7126
DK_CA_Aarhus | . | S08 | . | T109 | 0.3 | 144.7126
DK_CA_Aarhus | . | S08 | . | T110 | 0.19 | 91.6513
DK_CA_Aarhus | . | S08 | . | T111 | 0.19 | 91.6513
DK_CA_Aarhus | . | S08 | . | T112 | 0.19 | 91.6513
DK_CA_Aarhus | . | S08 | . | T113 | 0.19 | 91.6513
DK_CA_Aarhus | . | S08 | . | T114 | 0.12 | 57.885
DK_CA_Aarhus | . | S08 | . | T115 | 0.12 | 57.885
DK_CA_Aarhus | . | S08 | . | T116 | 0.12 | 57.885
DK_CA_Aarhus | . | S08 | . | T117 | 0.19 | 91.6513
DK_CA_Aarhus | . | S08 | . | T118 | 0.19 | 91.6513
DK_CA_Aarhus | . | S08 | . | T119 | 0.19 | 91.6513
DK_CA_Aarhus | . | S08 | . | T120 | 0.12 | 57.885
DK_CA_Aarhus | . | S08 | . | T121 | 0.12 | 57.885
DK_CA_Aarhus | . | S08 | . | T122 | 0.19 | 91.6513
DK_CA_Aarhus | . | S08 | . | T123 | 0.19 | 91.6513
DK_CA_Aarhus | . | S08 | . | T124 | 0.3 | 144.7126
DK_CA_Aarhus | . | S08 | . | T125 | 0.42 | 202.5976
DK_CA_Aarhus | . | S08 | . | T126 | 0.42 | 202.5976
DK_CA_Aarhus | . | S08 | . | T127 | 0.42 | 202.5976
DK_CA_Aarhus | . | S08 | . | T128 | 0.42 | 202.5976
DK_CA_Aarhus | . | S08 | . | T129 | 0.3 | 144.7126
DK_CA_Aarhus | . | S08 | . | T130 | 0.19 | 91.6513
DK_CA_Aarhus | . | S08 | . | T131 | 0.19 | 91.6513
DK_CA_Aarhus | . | S08 | . | T132 | 0.19 | 91.6513
DK_CA_Aarhus | . | S08 | . | T133 | 0.12 | 57.885
DK_CA_Aarhus | . | S08 | . | T134 | 0.12 | 57.885
DK_CA_Aarhus | . | S08 | . | T135 | 0.12 | 57.885
DK_CA_Aarhus | . | S08 | . | T136 | 0.12 | 57.885
DK_CA_Aarhus | . | S08 | . | T137 | 0.12 | 57.885
DK_CA_Aarhus | . | S08 | . | T138 | 0.06 | 28.9425
DK_CA_Aarhus | . | S08 | . | T139 | 0.06 | 28.9425
DK_CA_Aarhus | . | S08 | . | T140 | 0.06 | 28.9425
DK_CA_Aarhus | . | S08 | . | T141 | 0.06 | 28.9425
DK_CA_Aarhus | . | S08 | . | T142 | 0.06 | 28.9425
DK_CA_Aarhus | . | S08 | . | T143 | 0.06 | 28.9425
DK_CA_Aarhus | . | S08 | . | T144 | 0.03 | 14.4713
DK_CA_Aarhus | . | S08 | . | T145 | 0 | 0
DK_CA_Aarhus | . | S08 | . | T146 | 0 | 0
DK_CA_Aarhus | . | S08 | . | T147 | 0 | 0
DK_CA_Aarhus | . | S08 | . | T148 | 0 | 0
DK_CA_Aarhus | . | S08 | . | T149 | 0.03 | 14.4713
DK_CA_Aarhus | . | S08 | . | T150 | 0.12 | 57.885
DK_CA_Aarhus | . | S08 | . | T151 | 0.19 | 91.6513
DK_CA_Aarhus | . | S08 | . | T152 | 0.3 | 144.7126
DK_CA_Aarhus | . | S08 | . | T153 | 0.42 | 202.5976
DK_CA_Aarhus | . | S08 | . | T154 | 0.42 | 202.5976
DK_CA_Aarhus | . | S08 | . | T155 | 0.42 | 202.5976
DK_CA_Aarhus | . | S08 | . | T156 | 0.3 | 144.7126
DK_CA_Aarhus | . | S08 | . | T157 | 0.3 | 144.7126
DK_CA_Aarhus | . | S08 | . | T158 | 0.3 | 144.7126
DK_CA_Aarhus | . | S08 | . | T159 | 0.3 | 144.7126
DK_CA_Aarhus | . | S08 | . | T160 | 0.19 | 91.6513
DK_CA_Aarhus | . | S08 | . | T161 | 0.3 | 144.7126
DK_CA_Aarhus | . | S08 | . | T162 | 0.19 | 91.6513
DK_CA_Aarhus | . | S08 | . | T163 | 0.19 | 91.6513
DK_CA_Aarhus | . | S08 | . | T164 | 0.19 | 91.6513
DK_CA_Aarhus | . | S08 | . | T165 | 0.19 | 91.6513
DK_CA_Aarhus | . | S08 | . | T166 | 0.19 | 91.6513
DK_CA_Aarhus | . | S08 | . | T167 | 0.19 | 91.6513
DK_CA_Aarhus | . | S08 | . | T168 | 0.19 | 91.6513
DK_CA_Aarhus | . | S09 | . | T001 | 0.19 | 91.6513
DK_CA_Aarhus | . | S09 | . | T002 | 0.19 | 91.6513
DK_CA_Aarhus | . | S09 | . | T003 | 0.19 | 91.6513
DK_CA_Aarhus | . | S09 | . | T004 | 0.19 | 91.6513
DK_CA_Aarhus | . | S09 | . | T005 | 0.19 | 91.6513
DK_CA_Aarhus | . | S09 | . | T006 | 0.12 | 57.885
DK_CA_Aarhus | . | S09 | . | T007 | 0.12 | 57.885
DK_CA_Aarhus | . | S09 | . | T008 | 0.12 | 57.885
DK_CA_Aarhus | . | S09 | . | T009 | 0.06 | 28.9425
DK_CA_Aarhus | . | S09 | . | T010 | 0.03 | 14.4713
DK_CA_Aarhus | . | S09 | . | T011 | 0.03 | 14.4713
DK_CA_Aarhus | . | S09 | . | T012 | 0 | 0
DK_CA_Aarhus | . | S09 | . | T013 | 0 | 0
DK_CA_Aarhus | . | S09 | . | T014 | 0 | 0
DK_CA_Aarhus | . | S09 | . | T015 | 0 | 0
DK_CA_Aarhus | . | S09 | . | T016 | 0 | 0
DK_CA_Aarhus | . | S09 | . | T017 | 0.03 | 14.4713
DK_CA_Aarhus | . | S09 | . | T018 | 0.03 | 14.4713
DK_CA_Aarhus | . | S09 | . | T019 | 0.03 | 14.4713
DK_CA_Aarhus | . | S09 | . | T020 | 0.06 | 28.9425
DK_CA_Aarhus | . | S09 | . | T021 | 0.03 | 14.4713
DK_CA_Aarhus | . | S09 | . | T022 | 0.06 | 28.9425
DK_CA_Aarhus | . | S09 | . | T023 | 0.06 | 28.9425
DK_CA_Aarhus | . | S09 | . | T024 | 0.03 | 14.4713
DK_CA_Aarhus | . | S09 | . | T025 | 0.03 | 14.4713
DK_CA_Aarhus | . | S09 | . | T026 | 0 | 0
DK_CA_Aarhus | . | S09 | . | T027 | 0 | 0
DK_CA_Aarhus | . | S09 | . | T028 | 0 | 0
DK_CA_Aarhus | . | S09 | . | T029 | 0 | 0
DK_CA_Aarhus | . | S09 | . | T030 | 0 | 0
DK_CA_Aarhus | . | S09 | . | T031 | 0 | 0
DK_CA_Aarhus | . | S09 | . | T032 | 0 | 0
DK_CA_Aarhus | . | S09 | . | T033 | 0 | 0
DK_CA_Aarhus | . | S09 | . | T034 | 0.03 | 14.4713
DK_CA_Aarhus | . | S09 | . | T035 | 0.03 | 14.4713
DK_CA_Aarhus | . | S09 | . | T036 | 0.06 | 28.9425
DK_CA_Aarhus | . | S09 | . | T037 | 0.06 | 28.9425
DK_CA_Aarhus | . | S09 | . | T038 | 0.12 | 57.885
DK_CA_Aarhus | . | S09 | . | T039 | 0.19 | 91.6513
DK_CA_Aarhus | . | S09 | . | T040 | 0.19 | 91.6513
DK_CA_Aarhus | . | S09 | . | T041 | 0.3 | 144.7126
DK_CA_Aarhus | . | S09 | . | T042 | 0.3 | 144.7126
DK_CA_Aarhus | . | S09 | . | T043 | 0.19 | 91.6513
DK_CA_Aarhus | . | S09 | . | T044 | 0.3 | 144.7126
DK_CA_Aarhus | . | S09 | . | T045 | 0.3 | 144.7126
DK_CA_Aarhus | . | S09 | . | T046 | 0.3 | 144.7126
DK_CA_Aarhus | . | S09 | . | T047 | 0.3 | 144.7126
DK_CA_Aarhus | . | S09 | . | T048 | 0.3 | 144.7126
DK_CA_Aarhus | . | S09 | . | T049 | 0.3 | 144.7126
DK_CA_Aarhus | . | S09 | . | T050 | 0.3 | 144.7126
DK_CA_Aarhus | . | S09 | . | T051 | 0.3 | 144.7126
DK_CA_Aarhus | . | S09 | . | T052 | 0.3 | 144.7126
DK_CA_Aarhus | . | S09 | . | T053 | 0.3 | 144.7126
DK_CA_Aarhus | . | S09 | . | T054 | 0.3 | 144.7126
DK_CA_Aarhus | . | S09 | . | T055 | 0.19 | 91.6513
DK_CA_Aarhus | . | S09 | . | T056 | 0.19 | 91.6513
DK_CA_Aarhus | . | S09 | . | T057 | 0.19 | 91.6513
DK_CA_Aarhus | . | S09 | . | T058 | 0.12 | 57.885
DK_CA_Aarhus | . | S09 | . | T059 | 0.06 | 28.9425
DK_CA_Aarhus | . | S09 | . | T060 | 0.06 | 28.9425
DK_CA_Aarhus | . | S09 | . | T061 | 0.03 | 14.4713
DK_CA_Aarhus | . | S09 | . | T062 | 0.03 | 14.4713
DK_CA_Aarhus | . | S09 | . | T063 | 0.03 | 14.4713
DK_CA_Aarhus | . | S09 | . | T064 | 0.03 | 14.4713
DK_CA_Aarhus | . | S09 | . | T065 | 0.03 | 14.4713
DK_CA_Aarhus | . | S09 | . | T066 | 0.06 | 28.9425
DK_CA_Aarhus | . | S09 | . | T067 | 0.06 | 28.9425
DK_CA_Aarhus | . | S09 | . | T068 | 0.06 | 28.9425
DK_CA_Aarhus | . | S09 | . | T069 | 0.06 | 28.9425
DK_CA_Aarhus | . | S09 | . | T070 | 0.06 | 28.9425
DK_CA_Aarhus | . | S09 | . | T071 | 0.06 | 28.9425
DK_CA_Aarhus | . | S09 | . | T072 | 0.06 | 28.9425
DK_CA_Aarhus | . | S09 | . | T073 | 0.06 | 28.9425
DK_CA_Aarhus | . | S09 | . | T074 | 0.06 | 28.9425
DK_CA_Aarhus | . | S09 | . | T075 | 0.06 | 28.9425
DK_CA_Aarhus | . | S09 | . | T076 | 0.06 | 28.9425
DK_CA_Aarhus | . | S09 | . | T077 | 0.06 | 28.9425
DK_CA_Aarhus | . | S09 | . | T078 | 0.06 | 28.9425
DK_CA_Aarhus | . | S09 | . | T079 | 0.06 | 28.9425
DK_CA_Aarhus | . | S09 | . | T080 | 0.19 | 91.6513
DK_CA_Aarhus | . | S09 | . | T081 | 0.19 | 91.6513
DK_CA_Aarhus | . | S09 | . | T082 | 0.19 | 91.6513
DK_CA_Aarhus | . | S09 | . | T083 | 0.19 | 91.6513
DK_CA_Aarhus | . | S09 | . | T084 | 0.19 | 91.6513
DK_CA_Aarhus | . | S09 | . | T085 | 0.3 | 144.7126
DK_CA_Aarhus | . | S09 | . | T086 | 0.3 | 144.7126
DK_CA_Aarhus | . | S09 | . | T087 | 0.42 | 202.5976
DK_CA_Aarhus | . | S09 | . | T088 | 0.57 | 274.954
DK_CA_Aarhus | . | S09 | . | T089 | 0.57 | 274.954
DK_CA_Aarhus | . | S09 | . | T090 | 0.57 | 274.954
DK_CA_Aarhus | . | S09 | . | T091 | 0.57 | 274.954
DK_CA_Aarhus | . | S09 | . | T092 | 0.57 | 274.954
DK_CA_Aarhus | . | S09 | . | T093 | 0.57 | 274.954
DK_CA_Aarhus | . | S09 | . | T094 | 0.57 | 274.954
DK_CA_Aarhus | . | S09 | . | T095 | 0.57 | 274.954
DK_CA_Aarhus | . | S09 | . | T096 | 0.42 | 202.5976
DK_CA_Aarhus | . | S09 | . | T097 | 0.57 | 274.954
DK_CA_Aarhus | . | S09 | . | T098 | 0.57 | 274.954
DK_CA_Aarhus | . | S09 | . | T099 | 0.72 | 347.3103
DK_CA_Aarhus | . | S09 | . | T100 | 0.72 | 347.3103
DK_CA_Aarhus | . | S09 | . | T101 | 0.57 | 274.954
DK_CA_Aarhus | . | S09 | . | T102 | 0.57 | 274.954
DK_CA_Aarhus | . | S09 | . | T103 | 0.57 | 274.954
DK_CA_Aarhus | . | S09 | . | T104 | 0.57 | 274.954
DK_CA_Aarhus | . | S09 | . | T105 | 0.57 | 274.954
DK_CA_Aarhus | . | S09 | . | T106 | 0.57 | 274.954
DK_CA_Aarhus | . | S09 | . | T107 | 0.57 | 274.954
DK_CA_Aarhus | . | S09 | . | T108 | 0.57 | 274.954
DK_CA_Aarhus | . | S09 | . | T109 | 0.57 | 274.954
DK_CA_Aarhus | . | S09 | . | T110 | 0.57 | 274.954
DK_CA_Aarhus | . | S09 | . | T111 | 0.57 | 274.954
DK_CA_Aarhus | . | S09 | . | T112 | 0.57 | 274.954
DK_CA_Aarhus | . | S09 | . | T113 | 0.57 | 274.954
DK_CA_Aarhus | . | S09 | . | T114 | 0.57 | 274.954
DK_CA_Aarhus | . | S09 | . | T115 | 0.57 | 274.954
DK_CA_Aarhus | . | S09 | . | T116 | 0.72 | 347.3103
DK_CA_Aarhus | . | S09 | . | T117 | 0.72 | 347.3103
DK_CA_Aarhus | . | S09 | . | T118 | 0.72 | 347.3103
DK_CA_Aarhus | . | S09 | . | T119 | 0.72 | 347.3103
DK_CA_Aarhus | . | S09 | . | T120 | 0.72 | 347.3103
DK_CA_Aarhus | . | S09 | . | T121 | 0.72 | 347.3103
DK_CA_Aarhus | . | S09 | . | T122 | 0.72 | 347.3103
DK_CA_Aarhus | . | S09 | . | T123 | 0.72 | 347.3103
DK_CA_Aarhus | . | S09 | . | T124 | 0.57 | 274.954
DK_CA_Aarhus | . | S09 | . | T125 | 0.57 | 274.954
DK_CA_Aarhus | . | S09 | . | T126 | 0.42 | 202.5976
DK_CA_Aarhus | . | S09 | . | T127 | 0.42 | 202.5976
DK_CA_Aarhus | . | S09 | . | T128 | 0.19 | 91.6513
DK_CA_Aarhus | . | S09 | . | T129 | 0.12 | 57.885
DK_CA_Aarhus | . | S09 | . | T130 | 0.12 | 57.885
DK_CA_Aarhus | . | S09 | . | T131 | 0.12 | 57.885
DK_CA_Aarhus | . | S09 | . | T132 | 0.12 | 57.885
DK_CA_Aarhus | . | S09 | . | T133 | 0.12 | 57.885
DK_CA_Aarhus | . | S09 | . | T134 | 0.06 | 28.9425
DK_CA_Aarhus | . | S09 | . | T135 | 0.06 | 28.9425
DK_CA_Aarhus | . | S09 | . | T136 | 0.12 | 57.885
DK_CA_Aarhus | . | S09 | . | T137 | 0.12 | 57.885
DK_CA_Aarhus | . | S09 | . | T138 | 0.12 | 57.885
DK_CA_Aarhus | . | S09 | . | T139 | 0.12 | 57.885
DK_CA_Aarhus | . | S09 | . | T140 | 0.12 | 57.885
DK_CA_Aarhus | . | S09 | . | T141 | 0.12 | 57.885
DK_CA_Aarhus | . | S09 | . | T142 | 0.12 | 57.885
DK_CA_Aarhus | . | S09 | . | T143 | 0.06 | 28.9425
DK_CA_Aarhus | . | S09 | . | T144 | 0.06 | 28.9425
DK_CA_Aarhus | . | S09 | . | T145 | 0.03 | 14.4713
DK_CA_Aarhus | . | S09 | . | T146 | 0 | 0
DK_CA_Aarhus | . | S09 | . | T147 | 0 | 0
DK_CA_Aarhus | . | S09 | . | T148 | 0 | 0
DK_CA_Aarhus | . | S09 | . | T149 | 0 | 0
DK_CA_Aarhus | . | S09 | . | T150 | 0 | 0
DK_CA_Aarhus | . | S09 | . | T151 | 0 | 0
DK_CA_Aarhus | . | S09 | . | T152 | 0 | 0
DK_CA_Aarhus | . | S09 | . | T153 | 0 | 0
DK_CA_Aarhus | . | S09 | . | T154 | 0 | 0
DK_CA_Aarhus | . | S09 | . | T155 | 0 | 0
DK_CA_Aarhus | . | S09 | . | T156 | 0 | 0
DK_CA_Aarhus | . | S09 | . | T157 | 0 | 0
DK_CA_Aarhus | . | S09 | . | T158 | 0 | 0
DK_CA_Aarhus | . | S09 | . | T159 | 0 | 0
DK_CA_Aarhus | . | S09 | . | T160 | 0 | 0
DK_CA_Aarhus | . | S09 | . | T161 | 0 | 0
DK_CA_Aarhus | . | S09 | . | T162 | 0.03 | 14.4713
DK_CA_Aarhus | . | S09 | . | T163 | 0.03 | 14.4713
DK_CA_Aarhus | . | S09 | . | T164 | 0 | 0
DK_CA_Aarhus | . | S09 | . | T165 | 0 | 0
DK_CA_Aarhus | . | S09 | . | T166 | 0 | 0
DK_CA_Aarhus | . | S09 | . | T167 | 0 | 0
DK_CA_Aarhus | . | S09 | . | T168 | 0 | 0
DK_CA_Aarhus | . | S10 | . | T001 | 0.03 | 14.4713
DK_CA_Aarhus | . | S10 | . | T002 | 0.03 | 14.4713
DK_CA_Aarhus | . | S10 | . | T003 | 0.03 | 14.4713
DK_CA_Aarhus | . | S10 | . | T004 | 0.03 | 14.4713
DK_CA_Aarhus | . | S10 | . | T005 | 0.03 | 14.4713
DK_CA_Aarhus | . | S10 | . | T006 | 0.03 | 14.4713
DK_CA_Aarhus | . | S10 | . | T007 | 0.06 | 28.9425
DK_CA_Aarhus | . | S10 | . | T008 | 0.12 | 57.885
DK_CA_Aarhus | . | S10 | . | T009 | 0.19 | 91.6513
DK_CA_Aarhus | . | S10 | . | T010 | 0.12 | 57.885
DK_CA_Aarhus | . | S10 | . | T011 | 0.06 | 28.9425
DK_CA_Aarhus | . | S10 | . | T012 | 0.06 | 28.9425
DK_CA_Aarhus | . | S10 | . | T013 | 0.03 | 14.4713
DK_CA_Aarhus | . | S10 | . | T014 | 0.06 | 28.9425
DK_CA_Aarhus | . | S10 | . | T015 | 0.06 | 28.9425
DK_CA_Aarhus | . | S10 | . | T016 | 0.06 | 28.9425
DK_CA_Aarhus | . | S10 | . | T017 | 0.03 | 14.4713
DK_CA_Aarhus | . | S10 | . | T018 | 0 | 0
DK_CA_Aarhus | . | S10 | . | T019 | 0.03 | 14.4713
DK_CA_Aarhus | . | S10 | . | T020 | 0.03 | 14.4713
DK_CA_Aarhus | . | S10 | . | T021 | 0.03 | 14.4713
DK_CA_Aarhus | . | S10 | . | T022 | 0.03 | 14.4713
DK_CA_Aarhus | . | S10 | . | T023 | 0.03 | 14.4713
DK_CA_Aarhus | . | S10 | . | T024 | 0 | 0
DK_CA_Aarhus | . | S10 | . | T025 | 0 | 0
DK_CA_Aarhus | . | S10 | . | T026 | 0 | 0
DK_CA_Aarhus | . | S10 | . | T027 | 0 | 0
DK_CA_Aarhus | . | S10 | . | T028 | 0 | 0
DK_CA_Aarhus | . | S10 | . | T029 | 0 | 0
DK_CA_Aarhus | . | S10 | . | T030 | 0 | 0
DK_CA_Aarhus | . | S10 | . | T031 | 0 | 0
DK_CA_Aarhus | . | S10 | . | T032 | 0 | 0
DK_CA_Aarhus | . | S10 | . | T033 | 0 | 0
DK_CA_Aarhus | . | S10 | . | T034 | 0 | 0
DK_CA_Aarhus | . | S10 | . | T035 | 0.03 | 14.4713
DK_CA_Aarhus | . | S10 | . | T036 | 0.03 | 14.4713
DK_CA_Aarhus | . | S10 | . | T037 | 0.06 | 28.9425
DK_CA_Aarhus | . | S10 | . | T038 | 0.06 | 28.9425
DK_CA_Aarhus | . | S10 | . | T039 | 0.12 | 57.885
DK_CA_Aarhus | . | S10 | . | T040 | 0.12 | 57.885
DK_CA_Aarhus | . | S10 | . | T041 | 0.19 | 91.6513
DK_CA_Aarhus | . | S10 | . | T042 | 0.3 | 144.7126
DK_CA_Aarhus | . | S10 | . | T043 | 0.3 | 144.7126
DK_CA_Aarhus | . | S10 | . | T044 | 0.42 | 202.5976
DK_CA_Aarhus | . | S10 | . | T045 | 0.42 | 202.5976
DK_CA_Aarhus | . | S10 | . | T046 | 0.42 | 202.5976
DK_CA_Aarhus | . | S10 | . | T047 | 0.57 | 274.954
DK_CA_Aarhus | . | S10 | . | T048 | 0.57 | 274.954
DK_CA_Aarhus | . | S10 | . | T049 | 0.57 | 274.954
DK_CA_Aarhus | . | S10 | . | T050 | 0.57 | 274.954
DK_CA_Aarhus | . | S10 | . | T051 | 0.42 | 202.5976
DK_CA_Aarhus | . | S10 | . | T052 | 0.42 | 202.5976
DK_CA_Aarhus | . | S10 | . | T053 | 0.42 | 202.5976
DK_CA_Aarhus | . | S10 | . | T054 | 0.42 | 202.5976
DK_CA_Aarhus | . | S10 | . | T055 | 0.42 | 202.5976
DK_CA_Aarhus | . | S10 | . | T056 | 0.19 | 91.6513
DK_CA_Aarhus | . | S10 | . | T057 | 0.19 | 91.6513
DK_CA_Aarhus | . | S10 | . | T058 | 0.19 | 91.6513
DK_CA_Aarhus | . | S10 | . | T059 | 0.19 | 91.6513
DK_CA_Aarhus | . | S10 | . | T060 | 0.19 | 91.6513
DK_CA_Aarhus | . | S10 | . | T061 | 0.19 | 91.6513
DK_CA_Aarhus | . | S10 | . | T062 | 0.12 | 57.885
DK_CA_Aarhus | . | S10 | . | T063 | 0.06 | 28.9425
DK_CA_Aarhus | . | S10 | . | T064 | 0.06 | 28.9425
DK_CA_Aarhus | . | S10 | . | T065 | 0.06 | 28.9425
DK_CA_Aarhus | . | S10 | . | T066 | 0.06 | 28.9425
DK_CA_Aarhus | . | S10 | . | T067 | 0.06 | 28.9425
DK_CA_Aarhus | . | S10 | . | T068 | 0.06 | 28.9425
DK_CA_Aarhus | . | S10 | . | T069 | 0.06 | 28.9425
DK_CA_Aarhus | . | S10 | . | T070 | 0.12 | 57.885
DK_CA_Aarhus | . | S10 | . | T071 | 0.12 | 57.885
DK_CA_Aarhus | . | S10 | . | T072 | 0.12 | 57.885
DK_CA_Aarhus | . | S10 | . | T073 | 0.19 | 91.6513
DK_CA_Aarhus | . | S10 | . | T074 | 0.3 | 144.7126
DK_CA_Aarhus | . | S10 | . | T075 | 0.3 | 144.7126
DK_CA_Aarhus | . | S10 | . | T076 | 0.3 | 144.7126
DK_CA_Aarhus | . | S10 | . | T077 | 0.42 | 202.5976
DK_CA_Aarhus | . | S10 | . | T078 | 0.42 | 202.5976
DK_CA_Aarhus | . | S10 | . | T079 | 0.57 | 274.954
DK_CA_Aarhus | . | S10 | . | T080 | 0.72 | 347.3103
DK_CA_Aarhus | . | S10 | . | T081 | 0.72 | 347.3103
DK_CA_Aarhus | . | S10 | . | T082 | 0.72 | 347.3103
DK_CA_Aarhus | . | S10 | . | T083 | 0.85 | 410.0191
DK_CA_Aarhus | . | S10 | . | T084 | 0.85 | 410.0191
DK_CA_Aarhus | . | S10 | . | T085 | 0.85 | 410.0191
DK_CA_Aarhus | . | S10 | . | T086 | 0.85 | 410.0191
DK_CA_Aarhus | . | S10 | . | T087 | 0.72 | 347.3103
DK_CA_Aarhus | . | S10 | . | T088 | 0.57 | 274.954
DK_CA_Aarhus | . | S10 | . | T089 | 0.57 | 274.954
DK_CA_Aarhus | . | S10 | . | T090 | 0.42 | 202.5976
DK_CA_Aarhus | . | S10 | . | T091 | 0.3 | 144.7126
DK_CA_Aarhus | . | S10 | . | T092 | 0.3 | 144.7126
DK_CA_Aarhus | . | S10 | . | T093 | 0.3 | 144.7126
DK_CA_Aarhus | . | S10 | . | T094 | 0.19 | 91.6513
DK_CA_Aarhus | . | S10 | . | T095 | 0.19 | 91.6513
DK_CA_Aarhus | . | S10 | . | T096 | 0.19 | 91.6513
DK_CA_Aarhus | . | S10 | . | T097 | 0.12 | 57.885
DK_CA_Aarhus | . | S10 | . | T098 | 0.12 | 57.885
DK_CA_Aarhus | . | S10 | . | T099 | 0.19 | 91.6513
DK_CA_Aarhus | . | S10 | . | T100 | 0.19 | 91.6513
DK_CA_Aarhus | . | S10 | . | T101 | 0.12 | 57.885
DK_CA_Aarhus | . | S10 | . | T102 | 0.12 | 57.885
DK_CA_Aarhus | . | S10 | . | T103 | 0.12 | 57.885
DK_CA_Aarhus | . | S10 | . | T104 | 0.12 | 57.885
DK_CA_Aarhus | . | S10 | . | T105 | 0.12 | 57.885
DK_CA_Aarhus | . | S10 | . | T106 | 0.12 | 57.885
DK_CA_Aarhus | . | S10 | . | T107 | 0.06 | 28.9425
DK_CA_Aarhus | . | S10 | . | T108 | 0.06 | 28.9425
DK_CA_Aarhus | . | S10 | . | T109 | 0.06 | 28.9425
DK_CA_Aarhus | . | S10 | . | T110 | 0.06 | 28.9425
DK_CA_Aarhus | . | S10 | . | T111 | 0.06 | 28.9425
DK_CA_Aarhus | . | S10 | . | T112 | 0.12 | 57.885
DK_CA_Aarhus | . | S10 | . | T113 | 0.19 | 91.6513
DK_CA_Aarhus | . | S10 | . | T114 | 0.3 | 144.7126
DK_CA_Aarhus | . | S10 | . | T115 | 0.3 | 144.7126
DK_CA_Aarhus | . | S10 | . | T116 | 0.3 | 144.7126
DK_CA_Aarhus | . | S10 | . | T117 | 0.42 | 202.5976
DK_CA_Aarhus | . | S10 | . | T118 | 0.42 | 202.5976
DK_CA_Aarhus | . | S10 | . | T119 | 0.57 | 274.954
DK_CA_Aarhus | . | S10 | . | T120 | 0.57 | 274.954
DK_CA_Aarhus | . | S10 | . | T121 | 0.72 | 347.3103
DK_CA_Aarhus | . | S10 | . | T122 | 0.72 | 347.3103
DK_CA_Aarhus | . | S10 | . | T123 | 0.72 | 347.3103
DK_CA_Aarhus | . | S10 | . | T124 | 0.72 | 347.3103
DK_CA_Aarhus | . | S10 | . | T125 | 0.57 | 274.954
DK_CA_Aarhus | . | S10 | . | T126 | 0.42 | 202.5976
DK_CA_Aarhus | . | S10 | . | T127 | 0.42 | 202.5976
DK_CA_Aarhus | . | S10 | . | T128 | 0.42 | 202.5976
DK_CA_Aarhus | . | S10 | . | T129 | 0.57 | 274.954
DK_CA_Aarhus | . | S10 | . | T130 | 0.42 | 202.5976
DK_CA_Aarhus | . | S10 | . | T131 | 0.42 | 202.5976
DK_CA_Aarhus | . | S10 | . | T132 | 0.42 | 202.5976
DK_CA_Aarhus | . | S10 | . | T133 | 0.57 | 274.954
DK_CA_Aarhus | . | S10 | . | T134 | 0.42 | 202.5976
DK_CA_Aarhus | . | S10 | . | T135 | 0.42 | 202.5976
DK_CA_Aarhus | . | S10 | . | T136 | 0.42 | 202.5976
DK_CA_Aarhus | . | S10 | . | T137 | 0.42 | 202.5976
DK_CA_Aarhus | . | S10 | . | T138 | 0.42 | 202.5976
DK_CA_Aarhus | . | S10 | . | T139 | 0.42 | 202.5976
DK_CA_Aarhus | . | S10 | . | T140 | 0.42 | 202.5976
DK_CA_Aarhus | . | S10 | . | T141 | 0.42 | 202.5976
DK_CA_Aarhus | . | S10 | . | T142 | 0.3 | 144.7126
DK_CA_Aarhus | . | S10 | . | T143 | 0.3 | 144.7126
DK_CA_Aarhus | . | S10 | . | T144 | 0.3 | 144.7126
DK_CA_Aarhus | . | S10 | . | T145 | 0.19 | 91.6513
DK_CA_Aarhus | . | S10 | . | T146 | 0.19 | 91.6513
DK_CA_Aarhus | . | S10 | . | T147 | 0.3 | 144.7126
DK_CA_Aarhus | . | S10 | . | T148 | 0.3 | 144.7126
DK_CA_Aarhus | . | S10 | . | T149 | 0.19 | 91.6513
DK_CA_Aarhus | . | S10 | . | T150 | 0.19 | 91.6513
DK_CA_Aarhus | . | S10 | . | T151 | 0.19 | 91.6513
DK_CA_Aarhus | . | S10 | . | T152 | 0.19 | 91.6513
DK_CA_Aarhus | . | S10 | . | T153 | 0.19 | 91.6513
DK_CA_Aarhus | . | S10 | . | T154 | 0.19 | 91.6513
DK_CA_Aarhus | . | S10 | . | T155 | 0.19 | 91.6513
DK_CA_Aarhus | . | S10 | . | T156 | 0.19 | 91.6513
DK_CA_Aarhus | . | S10 | . | T157 | 0.19 | 91.6513
DK_CA_Aarhus | . | S10 | . | T158 | 0.19 | 91.6513
DK_CA_Aarhus | . | S10 | . | T159 | 0.12 | 57.885
DK_CA_Aarhus | . | S10 | . | T160 | 0.12 | 57.885
DK_CA_Aarhus | . | S10 | . | T161 | 0.12 | 57.885
DK_CA_Aarhus | . | S10 | . | T162 | 0.12 | 57.885
DK_CA_Aarhus | . | S10 | . | T163 | 0.12 | 57.885
DK_CA_Aarhus | . | S10 | . | T164 | 0.12 | 57.885
DK_CA_Aarhus | . | S10 | . | T165 | 0.12 | 57.885
DK_CA_Aarhus | . | S10 | . | T166 | 0.12 | 57.885
DK_CA_Aarhus | . | S10 | . | T167 | 0.12 | 57.885
DK_CA_Aarhus | . | S10 | . | T168 | 0.19 | 91.6513
DK_CA_Aarhus | . | S11 | . | T001 | 0.19 | 91.6513
DK_CA_Aarhus | . | S11 | . | T002 | 0.19 | 91.6513
DK_CA_Aarhus | . | S11 | . | T003 | 0.12 | 57.885
DK_CA_Aarhus | . | S11 | . | T004 | 0.12 | 57.885
DK_CA_Aarhus | . | S11 | . | T005 | 0.12 | 57.885
DK_CA_Aarhus | . | S11 | . | T006 | 0.12 | 57.885
DK_CA_Aarhus | . | S11 | . | T007 | 0.12 | 57.885
DK_CA_Aarhus | . | S11 | . | T008 | 0.12 | 57.885
DK_CA_Aarhus | . | S11 | . | T009 | 0.12 | 57.885
DK_CA_Aarhus | . | S11 | . | T010 | 0.19 | 91.6513
DK_CA_Aarhus | . | S11 | . | T011 | 0.19 | 91.6513
DK_CA_Aarhus | . | S11 | . | T012 | 0.19 | 91.6513
DK_CA_Aarhus | . | S11 | . | T013 | 0.19 | 91.6513
DK_CA_Aarhus | . | S11 | . | T014 | 0.19 | 91.6513
DK_CA_Aarhus | . | S11 | . | T015 | 0.19 | 91.6513
DK_CA_Aarhus | . | S11 | . | T016 | 0.19 | 91.6513
DK_CA_Aarhus | . | S11 | . | T017 | 0.19 | 91.6513
DK_CA_Aarhus | . | S11 | . | T018 | 0.19 | 91.6513
DK_CA_Aarhus | . | S11 | . | T019 | 0.19 | 91.6513
DK_CA_Aarhus | . | S11 | . | T020 | 0.12 | 57.885
DK_CA_Aarhus | . | S11 | . | T021 | 0.12 | 57.885
DK_CA_Aarhus | . | S11 | . | T022 | 0.12 | 57.885
DK_CA_Aarhus | . | S11 | . | T023 | 0.12 | 57.885
DK_CA_Aarhus | . | S11 | . | T024 | 0.12 | 57.885
DK_CA_Aarhus | . | S11 | . | T025 | 0.12 | 57.885
DK_CA_Aarhus | . | S11 | . | T026 | 0.19 | 91.6513
DK_CA_Aarhus | . | S11 | . | T027 | 0.19 | 91.6513
DK_CA_Aarhus | . | S11 | . | T028 | 0.3 | 144.7126
DK_CA_Aarhus | . | S11 | . | T029 | 0.57 | 274.954
DK_CA_Aarhus | . | S11 | . | T030 | 0.57 | 274.954
DK_CA_Aarhus | . | S11 | . | T031 | 0.72 | 347.3103
DK_CA_Aarhus | . | S11 | . | T032 | 0.72 | 347.3103
DK_CA_Aarhus | . | S11 | . | T033 | 0.72 | 347.3103
DK_CA_Aarhus | . | S11 | . | T034 | 0.95 | 458.2566
DK_CA_Aarhus | . | S11 | . | T035 | 0.99 | 477.5516
DK_CA_Aarhus | . | S11 | . | T036 | 1 | 482.3754
DK_CA_Aarhus | . | S11 | . | T037 | 1 | 482.3754
DK_CA_Aarhus | . | S11 | . | T038 | 1 | 482.3754
DK_CA_Aarhus | . | S11 | . | T039 | 1 | 482.3754
DK_CA_Aarhus | . | S11 | . | T040 | 1 | 482.3754
DK_CA_Aarhus | . | S11 | . | T041 | 0.99 | 477.5516
DK_CA_Aarhus | . | S11 | . | T042 | 0.95 | 458.2566
DK_CA_Aarhus | . | S11 | . | T043 | 0.85 | 410.0191
DK_CA_Aarhus | . | S11 | . | T044 | 0.72 | 347.3103
DK_CA_Aarhus | . | S11 | . | T045 | 0.57 | 274.954
DK_CA_Aarhus | . | S11 | . | T046 | 0.42 | 202.5976
DK_CA_Aarhus | . | S11 | . | T047 | 0.42 | 202.5976
DK_CA_Aarhus | . | S11 | . | T048 | 0.42 | 202.5976
DK_CA_Aarhus | . | S11 | . | T049 | 0.42 | 202.5976
DK_CA_Aarhus | . | S11 | . | T050 | 0.42 | 202.5976
DK_CA_Aarhus | . | S11 | . | T051 | 0.42 | 202.5976
DK_CA_Aarhus | . | S11 | . | T052 | 0.57 | 274.954
DK_CA_Aarhus | . | S11 | . | T053 | 0.57 | 274.954
DK_CA_Aarhus | . | S11 | . | T054 | 0.72 | 347.3103
DK_CA_Aarhus | . | S11 | . | T055 | 0.72 | 347.3103
DK_CA_Aarhus | . | S11 | . | T056 | 0.72 | 347.3103
DK_CA_Aarhus | . | S11 | . | T057 | 0.72 | 347.3103
DK_CA_Aarhus | . | S11 | . | T058 | 0.57 | 274.954
DK_CA_Aarhus | . | S11 | . | T059 | 0.57 | 274.954
DK_CA_Aarhus | . | S11 | . | T060 | 0.42 | 202.5976
DK_CA_Aarhus | . | S11 | . | T061 | 0.42 | 202.5976
DK_CA_Aarhus | . | S11 | . | T062 | 0.3 | 144.7126
DK_CA_Aarhus | . | S11 | . | T063 | 0.3 | 144.7126
DK_CA_Aarhus | . | S11 | . | T064 | 0.19 | 91.6513
DK_CA_Aarhus | . | S11 | . | T065 | 0.12 | 57.885
DK_CA_Aarhus | . | S11 | . | T066 | 0.03 | 14.4713
DK_CA_Aarhus | . | S11 | . | T067 | 0.03 | 14.4713
DK_CA_Aarhus | . | S11 | . | T068 | 0.03 | 14.4713
DK_CA_Aarhus | . | S11 | . | T069 | 0.06 | 28.9425
DK_CA_Aarhus | . | S11 | . | T070 | 0.03 | 14.4713
DK_CA_Aarhus | . | S11 | . | T071 | 0.03 | 14.4713
DK_CA_Aarhus | . | S11 | . | T072 | 0 | 0
DK_CA_Aarhus | . | S11 | . | T073 | 0 | 0
DK_CA_Aarhus | . | S11 | . | T074 | 0 | 0
DK_CA_Aarhus | . | S11 | . | T075 | 0 | 0
DK_CA_Aarhus | . | S11 | . | T076 | 0 | 0
DK_CA_Aarhus | . | S11 | . | T077 | 0.03 | 14.4713
DK_CA_Aarhus | . | S11 | . | T078 | 0.03 | 14.4713
DK_CA_Aarhus | . | S11 | . | T079 | 0.03 | 14.4713
DK_CA_Aarhus | . | S11 | . | T080 | 0.12 | 57.885
DK_CA_Aarhus | . | S11 | . | T081 | 0.12 | 57.885
DK_CA_Aarhus | . | S11 | . | T082 | 0.06 | 28.9425
DK_CA_Aarhus | . | S11 | . | T083 | 0.03 | 14.4713
DK_CA_Aarhus | . | S11 | . | T084 | 0.06 | 28.9425
DK_CA_Aarhus | . | S11 | . | T085 | 0.3 | 144.7126
DK_CA_Aarhus | . | S11 | . | T086 | 0.42 | 202.5976
DK_CA_Aarhus | . | S11 | . | T087 | 0.42 | 202.5976
DK_CA_Aarhus | . | S11 | . | T088 | 0.42 | 202.5976
DK_CA_Aarhus | . | S11 | . | T089 | 0.42 | 202.5976
DK_CA_Aarhus | . | S11 | . | T090 | 0.42 | 202.5976
DK_CA_Aarhus | . | S11 | . | T091 | 0.42 | 202.5976
DK_CA_Aarhus | . | S11 | . | T092 | 0.42 | 202.5976
DK_CA_Aarhus | . | S11 | . | T093 | 0.42 | 202.5976
DK_CA_Aarhus | . | S11 | . | T094 | 0.42 | 202.5976
DK_CA_Aarhus | . | S11 | . | T095 | 0.3 | 144.7126
DK_CA_Aarhus | . | S11 | . | T096 | 0.3 | 144.7126
DK_CA_Aarhus | . | S11 | . | T097 | 0.3 | 144.7126
DK_CA_Aarhus | . | S11 | . | T098 | 0.3 | 144.7126
DK_CA_Aarhus | . | S11 | . | T099 | 0.3 | 144.7126
DK_CA_Aarhus | . | S11 | . | T100 | 0.19 | 91.6513
DK_CA_Aarhus | . | S11 | . | T101 | 0.19 | 91.6513
DK_CA_Aarhus | . | S11 | . | T102 | 0.19 | 91.6513
DK_CA_Aarhus | . | S11 | . | T103 | 0.19 | 91.6513
DK_CA_Aarhus | . | S11 | . | T104 | 0.06 | 28.9425
DK_CA_Aarhus | . | S11 | . | T105 | 0.03 | 14.4713
DK_CA_Aarhus | . | S11 | . | T106 | 0.03 | 14.4713
DK_CA_Aarhus | . | S11 | . | T107 | 0.06 | 28.9425
DK_CA_Aarhus | . | S11 | . | T108 | 0.06 | 28.9425
DK_CA_Aarhus | . | S11 | . | T109 | 0.12 | 57.885
DK_CA_Aarhus | . | S11 | . | T110 | 0.19 | 91.6513
DK_CA_Aarhus | . | S11 | . | T111 | 0.3 | 144.7126
DK_CA_Aarhus | . | S11 | . | T112 | 0.19 | 91.6513
DK_CA_Aarhus | . | S11 | . | T113 | 0.12 | 57.885
DK_CA_Aarhus | . | S11 | . | T114 | 0.19 | 91.6513
DK_CA_Aarhus | . | S11 | . | T115 | 0.19 | 91.6513
DK_CA_Aarhus | . | S11 | . | T116 | 0.19 | 91.6513
DK_CA_Aarhus | . | S11 | . | T117 | 0.3 | 144.7126
DK_CA_Aarhus | . | S11 | . | T118 | 0.19 | 91.6513
DK_CA_Aarhus | . | S11 | . | T119 | 0.3 | 144.7126
DK_CA_Aarhus | . | S11 | . | T120 | 0.3 | 144.7126
DK_CA_Aarhus | . | S11 | . | T121 | 0.3 | 144.7126
DK_CA_Aarhus | . | S11 | . | T122 | 0.3 | 144.7126
DK_CA_Aarhus | . | S11 | . | T123 | 0.42 | 202.5976
DK_CA_Aarhus | . | S11 | . | T124 | 0.42 | 202.5976
DK_CA_Aarhus | . | S11 | . | T125 | 0.42 | 202.5976
DK_CA_Aarhus | . | S11 | . | T126 | 0.42 | 202.5976
DK_CA_Aarhus | . | S11 | . | T127 | 0.3 | 144.7126
DK_CA_Aarhus | . | S11 | . | T128 | 0.3 | 144.7126
DK_CA_Aarhus | . | S11 | . | T129 | 0.19 | 91.6513
DK_CA_Aarhus | . | S11 | . | T130 | 0.19 | 91.6513
DK_CA_Aarhus | . | S11 | . | T131 | 0.19 | 91.6513
DK_CA_Aarhus | . | S11 | . | T132 | 0.3 | 144.7126
DK_CA_Aarhus | . | S11 | . | T133 | 0.3 | 144.7126
DK_CA_Aarhus | . | S11 | . | T134 | 0.3 | 144.7126
DK_CA_Aarhus | . | S11 | . | T135 | 0.3 | 144.7126
DK_CA_Aarhus | . | S11 | . | T136 | 0.3 | 144.7126
DK_CA_Aarhus | . | S11 | . | T137 | 0.3 | 144.7126
DK_CA_Aarhus | . | S11 | . | T138 | 0.19 | 91.6513
DK_CA_Aarhus | . | S11 | . | T139 | 0.12 | 57.885
DK_CA_Aarhus | . | S11 | . | T140 | 0.12 | 57.885
DK_CA_Aarhus | . | S11 | . | T141 | 0.12 | 57.885
DK_CA_Aarhus | . | S11 | . | T142 | 0.12 | 57.885
DK_CA_Aarhus | . | S11 | . | T143 | 0.06 | 28.9425
DK_CA_Aarhus | . | S11 | . | T144 | 0.06 | 28.9425
DK_CA_Aarhus | . | S11 | . | T145 | 0.03 | 14.4713
DK_CA_Aarhus | . | S11 | . | T146 | 0.03 | 14.4713
DK_CA_Aarhus | . | S11 | . | T147 | 0 | 0
DK_CA_Aarhus | . | S11 | . | T148 | 0 | 0
DK_CA_Aarhus | . | S11 | . | T149 | 0 | 0
DK_CA_Aarhus | . | S11 | . | T150 | 0.03 | 14.4713
DK_CA_Aarhus | . | S11 | . | T151 | 0.06 | 28.9425
DK_CA_Aarhus | . | S11 | . | T152 | 0.12 | 57.885
DK_CA_Aarhus | . | S11 | . | T153 | 0.06 | 28.9425
DK_CA_Aarhus | . | S11 | . | T154 | 0.06 | 28.9425
DK_CA_Aarhus | . | S11 | . | T155 | 0.06 | 28.9425
DK_CA_Aarhus | . | S11 | . | T156 | 0.06 | 28.9425
DK_CA_Aarhus | . | S11 | . | T157 | 0.06 | 28.9425
DK_CA_Aarhus | . | S11 | . | T158 | 0.06 | 28.9425
DK_CA_Aarhus | . | S11 | . | T159 | 0.12 | 57.885
DK_CA_Aarhus | . | S11 | . | T160 | 0.19 | 91.6513
DK_CA_Aarhus | . | S11 | . | T161 | 0.19 | 91.6513
DK_CA_Aarhus | . | S11 | . | T162 | 0.3 | 144.7126
DK_CA_Aarhus | . | S11 | . | T163 | 0.42 | 202.5976
DK_CA_Aarhus | . | S11 | . | T164 | 0.42 | 202.5976
DK_CA_Aarhus | . | S11 | . | T165 | 0.42 | 202.5976
DK_CA_Aarhus | . | S11 | . | T166 | 0.42 | 202.5976
DK_CA_Aarhus | . | S11 | . | T167 | 0.42 | 202.5976
DK_CA_Aarhus | . | S11 | . | T168 | 0.42 | 202.5976
DK_CA_Aarhus | . | S12 | . | T001 | 0.42 | 202.5976
DK_CA_Aarhus | . | S12 | . | T002 | 0.42 | 202.5976
DK_CA_Aarhus | . | S12 | . | T003 | 0.3 | 144.7126
DK_CA_Aarhus | . | S12 | . | T004 | 0.3 | 144.7126
DK_CA_Aarhus | . | S12 | . | T005 | 0.19 | 91.6513
DK_CA_Aarhus | . | S12 | . | T006 | 0.19 | 91.6513
DK_CA_Aarhus | . | S12 | . | T007 | 0.3 | 144.7126
DK_CA_Aarhus | . | S12 | . | T008 | 0.42 | 202.5976
DK_CA_Aarhus | . | S12 | . | T009 | 0.42 | 202.5976
DK_CA_Aarhus | . | S12 | . | T010 | 0.3 | 144.7126
DK_CA_Aarhus | . | S12 | . | T011 | 0.3 | 144.7126
DK_CA_Aarhus | . | S12 | . | T012 | 0.3 | 144.7126
DK_CA_Aarhus | . | S12 | . | T013 | 0.3 | 144.7126
DK_CA_Aarhus | . | S12 | . | T014 | 0.3 | 144.7126
DK_CA_Aarhus | . | S12 | . | T015 | 0.3 | 144.7126
DK_CA_Aarhus | . | S12 | . | T016 | 0.3 | 144.7126
DK_CA_Aarhus | . | S12 | . | T017 | 0.3 | 144.7126
DK_CA_Aarhus | . | S12 | . | T018 | 0.42 | 202.5976
DK_CA_Aarhus | . | S12 | . | T019 | 0.57 | 274.954
DK_CA_Aarhus | . | S12 | . | T020 | 0.57 | 274.954
DK_CA_Aarhus | . | S12 | . | T021 | 0.57 | 274.954
DK_CA_Aarhus | . | S12 | . | T022 | 0.42 | 202.5976
DK_CA_Aarhus | . | S12 | . | T023 | 0.57 | 274.954
DK_CA_Aarhus | . | S12 | . | T024 | 0.57 | 274.954
DK_CA_Aarhus | . | S12 | . | T025 | 0.57 | 274.954
DK_CA_Aarhus | . | S12 | . | T026 | 0.42 | 202.5976
DK_CA_Aarhus | . | S12 | . | T027 | 0.57 | 274.954
DK_CA_Aarhus | . | S12 | . | T028 | 0.57 | 274.954
DK_CA_Aarhus | . | S12 | . | T029 | 0.72 | 347.3103
DK_CA_Aarhus | . | S12 | . | T030 | 0.72 | 347.3103
DK_CA_Aarhus | . | S12 | . | T031 | 0.72 | 347.3103
DK_CA_Aarhus | . | S12 | . | T032 | 0.72 | 347.3103
DK_CA_Aarhus | . | S12 | . | T033 | 0.72 | 347.3103
DK_CA_Aarhus | . | S12 | . | T034 | 0.85 | 410.0191
DK_CA_Aarhus | . | S12 | . | T035 | 0.72 | 347.3103
DK_CA_Aarhus | . | S12 | . | T036 | 0.72 | 347.3103
DK_CA_Aarhus | . | S12 | . | T037 | 0.57 | 274.954
DK_CA_Aarhus | . | S12 | . | T038 | 0.57 | 274.954
DK_CA_Aarhus | . | S12 | . | T039 | 0.57 | 274.954
DK_CA_Aarhus | . | S12 | . | T040 | 0.42 | 202.5976
DK_CA_Aarhus | . | S12 | . | T041 | 0.42 | 202.5976
DK_CA_Aarhus | . | S12 | . | T042 | 0.3 | 144.7126
DK_CA_Aarhus | . | S12 | . | T043 | 0.19 | 91.6513
DK_CA_Aarhus | . | S12 | . | T044 | 0.19 | 91.6513
DK_CA_Aarhus | . | S12 | . | T045 | 0.19 | 91.6513
DK_CA_Aarhus | . | S12 | . | T046 | 0.19 | 91.6513
DK_CA_Aarhus | . | S12 | . | T047 | 0.3 | 144.7126
DK_CA_Aarhus | . | S12 | . | T048 | 0.42 | 202.5976
DK_CA_Aarhus | . | S12 | . | T049 | 0.42 | 202.5976
DK_CA_Aarhus | . | S12 | . | T050 | 0.42 | 202.5976
DK_CA_Aarhus | . | S12 | . | T051 | 0.42 | 202.5976
DK_CA_Aarhus | . | S12 | . | T052 | 0.3 | 144.7126
DK_CA_Aarhus | . | S12 | . | T053 | 0.19 | 91.6513
DK_CA_Aarhus | . | S12 | . | T054 | 0.12 | 57.885
DK_CA_Aarhus | . | S12 | . | T055 | 0.06 | 28.9425
DK_CA_Aarhus | . | S12 | . | T056 | 0.03 | 14.4713
DK_CA_Aarhus | . | S12 | . | T057 | 0 | 0
DK_CA_Aarhus | . | S12 | . | T058 | 0 | 0
DK_CA_Aarhus | . | S12 | . | T059 | 0 | 0
DK_CA_Aarhus | . | S12 | . | T060 | 0 | 0
DK_CA_Aarhus | . | S12 | . | T061 | 0.03 | 14.4713
DK_CA_Aarhus | . | S12 | . | T062 | 0.03 | 14.4713
DK_CA_Aarhus | . | S12 | . | T063 | 0.03 | 14.4713
DK_CA_Aarhus | . | S12 | . | T064 | 0.03 | 14.4713
DK_CA_Aarhus | . | S12 | . | T065 | 0.03 | 14.4713
DK_CA_Aarhus | . | S12 | . | T066 | 0.03 | 14.4713
DK_CA_Aarhus | . | S12 | . | T067 | 0.03 | 14.4713
DK_CA_Aarhus | . | S12 | . | T068 | 0.03 | 14.4713
DK_CA_Aarhus | . | S12 | . | T069 | 0 | 0
DK_CA_Aarhus | . | S12 | . | T070 | 0 | 0
DK_CA_Aarhus | . | S12 | . | T071 | 0 | 0
DK_CA_Aarhus | . | S12 | . | T072 | 0 | 0
DK_CA_Aarhus | . | S12 | . | T073 | 0 | 0
DK_CA_Aarhus | . | S12 | . | T074 | 0 | 0
DK_CA_Aarhus | . | S12 | . | T075 | 0 | 0
DK_CA_Aarhus | . | S12 | . | T076 | 0 | 0
DK_CA_Aarhus | . | S12 | . | T077 | 0 | 0
DK_CA_Aarhus | . | S12 | . | T078 | 0 | 0
DK_CA_Aarhus | . | S12 | . | T079 | 0 | 0
DK_CA_Aarhus | . | S12 | . | T080 | 0 | 0
DK_CA_Aarhus | . | S12 | . | T081 | 0.03 | 14.4713
DK_CA_Aarhus | . | S12 | . | T082 | 0.03 | 14.4713
DK_CA_Aarhus | . | S12 | . | T083 | 0.03 | 14.4713
DK_CA_Aarhus | . | S12 | . | T084 | 0.06 | 28.9425
DK_CA_Aarhus | . | S12 | . | T085 | 0.06 | 28.9425
DK_CA_Aarhus | . | S12 | . | T086 | 0.06 | 28.9425
DK_CA_Aarhus | . | S12 | . | T087 | 0.06 | 28.9425
DK_CA_Aarhus | . | S12 | . | T088 | 0.06 | 28.9425
DK_CA_Aarhus | . | S12 | . | T089 | 0.12 | 57.885
DK_CA_Aarhus | . | S12 | . | T090 | 0.06 | 28.9425
DK_CA_Aarhus | . | S12 | . | T091 | 0.06 | 28.9425
DK_CA_Aarhus | . | S12 | . | T092 | 0.06 | 28.9425
DK_CA_Aarhus | . | S12 | . | T093 | 0.06 | 28.9425
DK_CA_Aarhus | . | S12 | . | T094 | 0.06 | 28.9425
DK_CA_Aarhus | . | S12 | . | T095 | 0.12 | 57.885
DK_CA_Aarhus | . | S12 | . | T096 | 0.19 | 91.6513
DK_CA_Aarhus | . | S12 | . | T097 | 0.19 | 91.6513
DK_CA_Aarhus | . | S12 | . | T098 | 0.19 | 91.6513
DK_CA_Aarhus | . | S12 | . | T099 | 0.19 | 91.6513
DK_CA_Aarhus | . | S12 | . | T100 | 0.3 | 144.7126
DK_CA_Aarhus | . | S12 | . | T101 | 0.3 | 144.7126
DK_CA_Aarhus | . | S12 | . | T102 | 0.3 | 144.7126
DK_CA_Aarhus | . | S12 | . | T103 | 0.3 | 144.7126
DK_CA_Aarhus | . | S12 | . | T104 | 0.72 | 347.3103
DK_CA_Aarhus | . | S12 | . | T105 | 0.42 | 202.5976
DK_CA_Aarhus | . | S12 | . | T106 | 0.42 | 202.5976
DK_CA_Aarhus | . | S12 | . | T107 | 0.42 | 202.5976
DK_CA_Aarhus | . | S12 | . | T108 | 0.42 | 202.5976
DK_CA_Aarhus | . | S12 | . | T109 | 0.42 | 202.5976
DK_CA_Aarhus | . | S12 | . | T110 | 0.42 | 202.5976
DK_CA_Aarhus | . | S12 | . | T111 | 0.42 | 202.5976
DK_CA_Aarhus | . | S12 | . | T112 | 0.3 | 144.7126
DK_CA_Aarhus | . | S12 | . | T113 | 0.3 | 144.7126
DK_CA_Aarhus | . | S12 | . | T114 | 0.19 | 91.6513
DK_CA_Aarhus | . | S12 | . | T115 | 0.19 | 91.6513
DK_CA_Aarhus | . | S12 | . | T116 | 0.3 | 144.7126
DK_CA_Aarhus | . | S12 | . | T117 | 0.3 | 144.7126
DK_CA_Aarhus | . | S12 | . | T118 | 0.3 | 144.7126
DK_CA_Aarhus | . | S12 | . | T119 | 0.3 | 144.7126
DK_CA_Aarhus | . | S12 | . | T120 | 0.3 | 144.7126
DK_CA_Aarhus | . | S12 | . | T121 | 0.19 | 91.6513
DK_CA_Aarhus | . | S12 | . | T122 | 0.19 | 91.6513
DK_CA_Aarhus | . | S12 | . | T123 | 0.19 | 91.6513
DK_CA_Aarhus | . | S12 | . | T124 | 0.19 | 91.6513
DK_CA_Aarhus | . | S12 | . | T125 | 0.3 | 144.7126
DK_CA_Aarhus | . | S12 | . | T126 | 0.42 | 202.5976
DK_CA_Aarhus | . | S12 | . | T127 | 0.42 | 202.5976
DK_CA_Aarhus | . | S12 | . | T128 | 0.42 | 202.5976
DK_CA_Aarhus | . | S12 | . | T129 | 0.3 | 144.7126
DK_CA_Aarhus | . | S12 | . | T130 | 0.19 | 91.6513
DK_CA_Aarhus | . | S12 | . | T131 | 0.3 | 144.7126
DK_CA_Aarhus | . | S12 | . | T132 | 0.42 | 202.5976
DK_CA_Aarhus | . | S12 | . | T133 | 0.72 | 347.3103
DK_CA_Aarhus | . | S12 | . | T134 | 0.72 | 347.3103
DK_CA_Aarhus | . | S12 | . | T135 | 0.72 | 347.3103
DK_CA_Aarhus | . | S12 | . | T136 | 0.72 | 347.3103
DK_CA_Aarhus | . | S12 | . | T137 | 0.57 | 274.954
DK_CA_Aarhus | . | S12 | . | T138 | 0.57 | 274.954
DK_CA_Aarhus | . | S12 | . | T139 | 0.72 | 347.3103
DK_CA_Aarhus | . | S12 | . | T140 | 0.72 | 347.3103
DK_CA_Aarhus | . | S12 | . | T141 | 0.72 | 347.3103
DK_CA_Aarhus | . | S12 | . | T142 | 0.57 | 274.954
DK_CA_Aarhus | . | S12 | . | T143 | 0.42 | 202.5976
DK_CA_Aarhus | . | S12 | . | T144 | 0.42 | 202.5976
DK_CA_Aarhus | . | S12 | . | T145 | 0.42 | 202.5976
DK_CA_Aarhus | . | S12 | . | T146 | 0.42 | 202.5976
DK_CA_Aarhus | . | S12 | . | T147 | 0.42 | 202.5976
DK_CA_Aarhus | . | S12 | . | T148 | 0.42 | 202.5976
DK_CA_Aarhus | . | S12 | . | T149 | 0.42 | 202.5976
DK_CA_Aarhus | . | S12 | . | T150 | 0.42 | 202.5976
DK_CA_Aarhus | . | S12 | . | T151 | 0.42 | 202.5976
DK_CA_Aarhus | . | S12 | . | T152 | 0.3 | 144.7126
DK_CA_Aarhus | . | S12 | . | T153 | 0.3 | 144.7126
DK_CA_Aarhus | . | S12 | . | T154 | 0.42 | 202.5976
DK_CA_Aarhus | . | S12 | . | T155 | 0.42 | 202.5976
DK_CA_Aarhus | . | S12 | . | T156 | 0.42 | 202.5976
DK_CA_Aarhus | . | S12 | . | T157 | 0.57 | 274.954
DK_CA_Aarhus | . | S12 | . | T158 | 0.57 | 274.954
DK_CA_Aarhus | . | S12 | . | T159 | 0.57 | 274.954
DK_CA_Aarhus | . | S12 | . | T160 | 0.57 | 274.954
DK_CA_Aarhus | . | S12 | . | T161 | 0.57 | 274.954
DK_CA_Aarhus | . | S12 | . | T162 | 0.57 | 274.954
DK_CA_Aarhus | . | S12 | . | T163 | 0.42 | 202.5976
DK_CA_Aarhus | . | S12 | . | T164 | 0.57 | 274.954
DK_CA_Aarhus | . | S12 | . | T165 | 0.42 | 202.5976
DK_CA_Aarhus | . | S12 | . | T166 | 0.42 | 202.5976
DK_CA_Aarhus | . | S12 | . | T167 | 0.57 | 274.954
DK_CA_Aarhus | . | S12 | . | T168 | 0.57 | 274.954
DK_CA_Aarhus | . | S13 | . | T001 | 0.57 | 274.954
DK_CA_Aarhus | . | S13 | . | T002 | 0.57 | 274.954
DK_CA_Aarhus | . | S13 | . | T003 | 0.57 | 274.954
DK_CA_Aarhus | . | S13 | . | T004 | 0.57 | 274.954
DK_CA_Aarhus | . | S13 | . | T005 | 0.57 | 274.954
DK_CA_Aarhus | . | S13 | . | T006 | 0.57 | 274.954
DK_CA_Aarhus | . | S13 | . | T007 | 0.72 | 347.3103
DK_CA_Aarhus | . | S13 | . | T008 | 0.57 | 274.954
DK_CA_Aarhus | . | S13 | . | T009 | 0.57 | 274.954
DK_CA_Aarhus | . | S13 | . | T010 | 0.72 | 347.3103
DK_CA_Aarhus | . | S13 | . | T011 | 0.72 | 347.3103
DK_CA_Aarhus | . | S13 | . | T012 | 0.72 | 347.3103
DK_CA_Aarhus | . | S13 | . | T013 | 0.72 | 347.3103
DK_CA_Aarhus | . | S13 | . | T014 | 0.72 | 347.3103
DK_CA_Aarhus | . | S13 | . | T015 | 0.72 | 347.3103
DK_CA_Aarhus | . | S13 | . | T016 | 0.57 | 274.954
DK_CA_Aarhus | . | S13 | . | T017 | 0.57 | 274.954
DK_CA_Aarhus | . | S13 | . | T018 | 0.42 | 202.5976
DK_CA_Aarhus | . | S13 | . | T019 | 0.42 | 202.5976
DK_CA_Aarhus | . | S13 | . | T020 | 0.42 | 202.5976
DK_CA_Aarhus | . | S13 | . | T021 | 0.42 | 202.5976
DK_CA_Aarhus | . | S13 | . | T022 | 0.3 | 144.7126
DK_CA_Aarhus | . | S13 | . | T023 | 0.3 | 144.7126
DK_CA_Aarhus | . | S13 | . | T024 | 0.42 | 202.5976
DK_CA_Aarhus | . | S13 | . | T025 | 0.42 | 202.5976
DK_CA_Aarhus | . | S13 | . | T026 | 0.42 | 202.5976
DK_CA_Aarhus | . | S13 | . | T027 | 0.42 | 202.5976
DK_CA_Aarhus | . | S13 | . | T028 | 0.42 | 202.5976
DK_CA_Aarhus | . | S13 | . | T029 | 0.42 | 202.5976
DK_CA_Aarhus | . | S13 | . | T030 | 0.42 | 202.5976
DK_CA_Aarhus | . | S13 | . | T031 | 0.42 | 202.5976
DK_CA_Aarhus | . | S13 | . | T032 | 0.3 | 144.7126
DK_CA_Aarhus | . | S13 | . | T033 | 0.19 | 91.6513
DK_CA_Aarhus | . | S13 | . | T034 | 0.06 | 28.9425
DK_CA_Aarhus | . | S13 | . | T035 | 0.06 | 28.9425
DK_CA_Aarhus | . | S13 | . | T036 | 0.06 | 28.9425
DK_CA_Aarhus | . | S13 | . | T037 | 0.06 | 28.9425
DK_CA_Aarhus | . | S13 | . | T038 | 0.12 | 57.885
DK_CA_Aarhus | . | S13 | . | T039 | 0.12 | 57.885
DK_CA_Aarhus | . | S13 | . | T040 | 0.19 | 91.6513
DK_CA_Aarhus | . | S13 | . | T041 | 0.12 | 57.885
DK_CA_Aarhus | . | S13 | . | T042 | 0.12 | 57.885
DK_CA_Aarhus | . | S13 | . | T043 | 0.19 | 91.6513
DK_CA_Aarhus | . | S13 | . | T044 | 0.19 | 91.6513
DK_CA_Aarhus | . | S13 | . | T045 | 0.3 | 144.7126
DK_CA_Aarhus | . | S13 | . | T046 | 0.3 | 144.7126
DK_CA_Aarhus | . | S13 | . | T047 | 0.19 | 91.6513
DK_CA_Aarhus | . | S13 | . | T048 | 0.3 | 144.7126
DK_CA_Aarhus | . | S13 | . | T049 | 0.3 | 144.7126
DK_CA_Aarhus | . | S13 | . | T050 | 0.3 | 144.7126
DK_CA_Aarhus | . | S13 | . | T051 | 0.3 | 144.7126
DK_CA_Aarhus | . | S13 | . | T052 | 0.42 | 202.5976
DK_CA_Aarhus | . | S13 | . | T053 | 0.42 | 202.5976
DK_CA_Aarhus | . | S13 | . | T054 | 0.42 | 202.5976
DK_CA_Aarhus | . | S13 | . | T055 | 0.42 | 202.5976
DK_CA_Aarhus | . | S13 | . | T056 | 0.3 | 144.7126
DK_CA_Aarhus | . | S13 | . | T057 | 0.19 | 91.6513
DK_CA_Aarhus | . | S13 | . | T058 | 0.12 | 57.885
DK_CA_Aarhus | . | S13 | . | T059 | 0.12 | 57.885
DK_CA_Aarhus | . | S13 | . | T060 | 0.19 | 91.6513
DK_CA_Aarhus | . | S13 | . | T061 | 0.42 | 202.5976
DK_CA_Aarhus | . | S13 | . | T062 | 0.42 | 202.5976
DK_CA_Aarhus | . | S13 | . | T063 | 0.42 | 202.5976
DK_CA_Aarhus | . | S13 | . | T064 | 0.42 | 202.5976
DK_CA_Aarhus | . | S13 | . | T065 | 0.3 | 144.7126
DK_CA_Aarhus | . | S13 | . | T066 | 0.42 | 202.5976
DK_CA_Aarhus | . | S13 | . | T067 | 0.57 | 274.954
DK_CA_Aarhus | . | S13 | . | T068 | 0.57 | 274.954
DK_CA_Aarhus | . | S13 | . | T069 | 0.72 | 347.3103
DK_CA_Aarhus | . | S13 | . | T070 | 0.72 | 347.3103
DK_CA_Aarhus | . | S13 | . | T071 | 0.72 | 347.3103
DK_CA_Aarhus | . | S13 | . | T072 | 0.72 | 347.3103
DK_CA_Aarhus | . | S13 | . | T073 | 0.72 | 347.3103
DK_CA_Aarhus | . | S13 | . | T074 | 0.72 | 347.3103
DK_CA_Aarhus | . | S13 | . | T075 | 0.72 | 347.3103
DK_CA_Aarhus | . | S13 | . | T076 | 0.72 | 347.3103
DK_CA_Aarhus | . | S13 | . | T077 | 0.72 | 347.3103
DK_CA_Aarhus | . | S13 | . | T078 | 0.72 | 347.3103
DK_CA_Aarhus | . | S13 | . | T079 | 0.85 | 410.0191
DK_CA_Aarhus | . | S13 | . | T080 | 0.95 | 458.2566
DK_CA_Aarhus | . | S13 | . | T081 | 0.99 | 477.5516
DK_CA_Aarhus | . | S13 | . | T082 | 1 | 482.3754
DK_CA_Aarhus | . | S13 | . | T083 | 1 | 482.3754
DK_CA_Aarhus | . | S13 | . | T084 | 1 | 482.3754
DK_CA_Aarhus | . | S13 | . | T085 | 1 | 482.3754
DK_CA_Aarhus | . | S13 | . | T086 | 1 | 482.3754
DK_CA_Aarhus | . | S13 | . | T087 | 1 | 482.3754
DK_CA_Aarhus | . | S13 | . | T088 | 1 | 482.3754
DK_CA_Aarhus | . | S13 | . | T089 | 1 | 482.3754
DK_CA_Aarhus | . | S13 | . | T090 | 1 | 482.3754
DK_CA_Aarhus | . | S13 | . | T091 | 1 | 482.3754
DK_CA_Aarhus | . | S13 | . | T092 | 1 | 482.3754
DK_CA_Aarhus | . | S13 | . | T093 | 1 | 482.3754
DK_CA_Aarhus | . | S13 | . | T094 | 1 | 482.3754
DK_CA_Aarhus | . | S13 | . | T095 | 1 | 482.3754
DK_CA_Aarhus | . | S13 | . | T096 | 1 | 482.3754
DK_CA_Aarhus | . | S13 | . | T097 | 1 | 482.3754
DK_CA_Aarhus | . | S13 | . | T098 | 1 | 482.3754
DK_CA_Aarhus | . | S13 | . | T099 | 1 | 482.3754
DK_CA_Aarhus | . | S13 | . | T100 | 1 | 482.3754
DK_CA_Aarhus | . | S13 | . | T101 | 1 | 482.3754
DK_CA_Aarhus | . | S13 | . | T102 | 0.99 | 477.5516
DK_CA_Aarhus | . | S13 | . | T103 | 0.99 | 477.5516
DK_CA_Aarhus | . | S13 | . | T104 | 0.99 | 477.5516
DK_CA_Aarhus | . | S13 | . | T105 | 0.95 | 458.2566
DK_CA_Aarhus | . | S13 | . | T106 | 0.85 | 410.0191
DK_CA_Aarhus | . | S13 | . | T107 | 0.85 | 410.0191
DK_CA_Aarhus | . | S13 | . | T108 | 0.72 | 347.3103
DK_CA_Aarhus | . | S13 | . | T109 | 0.72 | 347.3103
DK_CA_Aarhus | . | S13 | . | T110 | 0.72 | 347.3103
DK_CA_Aarhus | . | S13 | . | T111 | 0.57 | 274.954
DK_CA_Aarhus | . | S13 | . | T112 | 0.42 | 202.5976
DK_CA_Aarhus | . | S13 | . | T113 | 0.3 | 144.7126
DK_CA_Aarhus | . | S13 | . | T114 | 0.3 | 144.7126
DK_CA_Aarhus | . | S13 | . | T115 | 0.19 | 91.6513
DK_CA_Aarhus | . | S13 | . | T116 | 0.12 | 57.885
DK_CA_Aarhus | . | S13 | . | T117 | 0.12 | 57.885
DK_CA_Aarhus | . | S13 | . | T118 | 0.12 | 57.885
DK_CA_Aarhus | . | S13 | . | T119 | 0.19 | 91.6513
DK_CA_Aarhus | . | S13 | . | T120 | 0.19 | 91.6513
DK_CA_Aarhus | . | S13 | . | T121 | 0.19 | 91.6513
DK_CA_Aarhus | . | S13 | . | T122 | 0.19 | 91.6513
DK_CA_Aarhus | . | S13 | . | T123 | 0.19 | 91.6513
DK_CA_Aarhus | . | S13 | . | T124 | 0.19 | 91.6513
DK_CA_Aarhus | . | S13 | . | T125 | 0.3 | 144.7126
DK_CA_Aarhus | . | S13 | . | T126 | 0.3 | 144.7126
DK_CA_Aarhus | . | S13 | . | T127 | 0.19 | 91.6513
DK_CA_Aarhus | . | S13 | . | T128 | 0.12 | 57.885
DK_CA_Aarhus | . | S13 | . | T129 | 0.12 | 57.885
DK_CA_Aarhus | . | S13 | . | T130 | 0.06 | 28.9425
DK_CA_Aarhus | . | S13 | . | T131 | 0.06 | 28.9425
DK_CA_Aarhus | . | S13 | . | T132 | 0.06 | 28.9425
DK_CA_Aarhus | . | S13 | . | T133 | 0.06 | 28.9425
DK_CA_Aarhus | . | S13 | . | T134 | 0.06 | 28.9425
DK_CA_Aarhus | . | S13 | . | T135 | 0.06 | 28.9425
DK_CA_Aarhus | . | S13 | . | T136 | 0.06 | 28.9425
DK_CA_Aarhus | . | S13 | . | T137 | 0.12 | 57.885
DK_CA_Aarhus | . | S13 | . | T138 | 0.12 | 57.885
DK_CA_Aarhus | . | S13 | . | T139 | 0.19 | 91.6513
DK_CA_Aarhus | . | S13 | . | T140 | 0.19 | 91.6513
DK_CA_Aarhus | . | S13 | . | T141 | 0.19 | 91.6513
DK_CA_Aarhus | . | S13 | . | T142 | 0.19 | 91.6513
DK_CA_Aarhus | . | S13 | . | T143 | 0.19 | 91.6513
DK_CA_Aarhus | . | S13 | . | T144 | 0.12 | 57.885
DK_CA_Aarhus | . | S13 | . | T145 | 0.12 | 57.885
DK_CA_Aarhus | . | S13 | . | T146 | 0.19 | 91.6513
DK_CA_Aarhus | . | S13 | . | T147 | 0.19 | 91.6513
DK_CA_Aarhus | . | S13 | . | T148 | 0.12 | 57.885
DK_CA_Aarhus | . | S13 | . | T149 | 0.12 | 57.885
DK_CA_Aarhus | . | S13 | . | T150 | 0.19 | 91.6513
DK_CA_Aarhus | . | S13 | . | T151 | 0.3 | 144.7126
DK_CA_Aarhus | . | S13 | . | T152 | 0.3 | 144.7126
DK_CA_Aarhus | . | S13 | . | T153 | 0.42 | 202.5976
DK_CA_Aarhus | . | S13 | . | T154 | 0.42 | 202.5976
DK_CA_Aarhus | . | S13 | . | T155 | 0.57 | 274.954
DK_CA_Aarhus | . | S13 | . | T156 | 0.57 | 274.954
DK_CA_Aarhus | . | S13 | . | T157 | 0.72 | 347.3103
DK_CA_Aarhus | . | S13 | . | T158 | 0.57 | 274.954
DK_CA_Aarhus | . | S13 | . | T159 | 0.95 | 458.2566
DK_CA_Aarhus | . | S13 | . | T160 | 0.95 | 458.2566
DK_CA_Aarhus | . | S13 | . | T161 | 0.99 | 477.5516
DK_CA_Aarhus | . | S13 | . | T162 | 0.99 | 477.5516
DK_CA_Aarhus | . | S13 | . | T163 | 0.99 | 477.5516
DK_CA_Aarhus | . | S13 | . | T164 | 0.95 | 458.2566
DK_CA_Aarhus | . | S13 | . | T165 | 0.85 | 410.0191
DK_CA_Aarhus | . | S13 | . | T166 | 0.85 | 410.0191
DK_CA_Aarhus | . | S13 | . | T167 | 0.57 | 274.954
DK_CA_Aarhus | . | S13 | . | T168 | 0.42 | 202.5976
DK_CA_Aarhus | . | S14 | . | T001 | 0.42 | 202.5976
DK_CA_Aarhus | . | S14 | . | T002 | 0.3 | 144.7126
DK_CA_Aarhus | . | S14 | . | T003 | 0.19 | 91.6513
DK_CA_Aarhus | . | S14 | . | T004 | 0.19 | 91.6513
DK_CA_Aarhus | . | S14 | . | T005 | 0.12 | 57.885
DK_CA_Aarhus | . | S14 | . | T006 | 0.06 | 28.9425
DK_CA_Aarhus | . | S14 | . | T007 | 0.06 | 28.9425
DK_CA_Aarhus | . | S14 | . | T008 | 0.06 | 28.9425
DK_CA_Aarhus | . | S14 | . | T009 | 0.06 | 28.9425
DK_CA_Aarhus | . | S14 | . | T010 | 0.03 | 14.4713
DK_CA_Aarhus | . | S14 | . | T011 | 0.03 | 14.4713
DK_CA_Aarhus | . | S14 | . | T012 | 0.03 | 14.4713
DK_CA_Aarhus | . | S14 | . | T013 | 0.06 | 28.9425
DK_CA_Aarhus | . | S14 | . | T014 | 0.12 | 57.885
DK_CA_Aarhus | . | S14 | . | T015 | 0.19 | 91.6513
DK_CA_Aarhus | . | S14 | . | T016 | 0.12 | 57.885
DK_CA_Aarhus | . | S14 | . | T017 | 0.12 | 57.885
DK_CA_Aarhus | . | S14 | . | T018 | 0.12 | 57.885
DK_CA_Aarhus | . | S14 | . | T019 | 0.12 | 57.885
DK_CA_Aarhus | . | S14 | . | T020 | 0.19 | 91.6513
DK_CA_Aarhus | . | S14 | . | T021 | 0.19 | 91.6513
DK_CA_Aarhus | . | S14 | . | T022 | 0.19 | 91.6513
DK_CA_Aarhus | . | S14 | . | T023 | 0.19 | 91.6513
DK_CA_Aarhus | . | S14 | . | T024 | 0.12 | 57.885
DK_CA_Aarhus | . | S14 | . | T025 | 0.12 | 57.885
DK_CA_Aarhus | . | S14 | . | T026 | 0.12 | 57.885
DK_CA_Aarhus | . | S14 | . | T027 | 0.12 | 57.885
DK_CA_Aarhus | . | S14 | . | T028 | 0.12 | 57.885
DK_CA_Aarhus | . | S14 | . | T029 | 0.12 | 57.885
DK_CA_Aarhus | . | S14 | . | T030 | 0.03 | 14.4713
DK_CA_Aarhus | . | S14 | . | T031 | 0.03 | 14.4713
DK_CA_Aarhus | . | S14 | . | T032 | 0.03 | 14.4713
DK_CA_Aarhus | . | S14 | . | T033 | 0.06 | 28.9425
DK_CA_Aarhus | . | S14 | . | T034 | 0.06 | 28.9425
DK_CA_Aarhus | . | S14 | . | T035 | 0.06 | 28.9425
DK_CA_Aarhus | . | S14 | . | T036 | 0.06 | 28.9425
DK_CA_Aarhus | . | S14 | . | T037 | 0.06 | 28.9425
DK_CA_Aarhus | . | S14 | . | T038 | 0.12 | 57.885
DK_CA_Aarhus | . | S14 | . | T039 | 0.12 | 57.885
DK_CA_Aarhus | . | S14 | . | T040 | 0.12 | 57.885
DK_CA_Aarhus | . | S14 | . | T041 | 0.19 | 91.6513
DK_CA_Aarhus | . | S14 | . | T042 | 0.3 | 144.7126
DK_CA_Aarhus | . | S14 | . | T043 | 0.3 | 144.7126
DK_CA_Aarhus | . | S14 | . | T044 | 0.42 | 202.5976
DK_CA_Aarhus | . | S14 | . | T045 | 0.57 | 274.954
DK_CA_Aarhus | . | S14 | . | T046 | 0.57 | 274.954
DK_CA_Aarhus | . | S14 | . | T047 | 0.57 | 274.954
DK_CA_Aarhus | . | S14 | . | T048 | 0.57 | 274.954
DK_CA_Aarhus | . | S14 | . | T049 | 0.57 | 274.954
DK_CA_Aarhus | . | S14 | . | T050 | 0.57 | 274.954
DK_CA_Aarhus | . | S14 | . | T051 | 0.57 | 274.954
DK_CA_Aarhus | . | S14 | . | T052 | 0.57 | 274.954
DK_CA_Aarhus | . | S14 | . | T053 | 0.57 | 274.954
DK_CA_Aarhus | . | S14 | . | T054 | 0.72 | 347.3103
DK_CA_Aarhus | . | S14 | . | T055 | 0.57 | 274.954
DK_CA_Aarhus | . | S14 | . | T056 | 0.57 | 274.954
DK_CA_Aarhus | . | S14 | . | T057 | 0.57 | 274.954
DK_CA_Aarhus | . | S14 | . | T058 | 0.57 | 274.954
DK_CA_Aarhus | . | S14 | . | T059 | 0.57 | 274.954
DK_CA_Aarhus | . | S14 | . | T060 | 0.57 | 274.954
DK_CA_Aarhus | . | S14 | . | T061 | 0.72 | 347.3103
DK_CA_Aarhus | . | S14 | . | T062 | 0.72 | 347.3103
DK_CA_Aarhus | . | S14 | . | T063 | 0.57 | 274.954
DK_CA_Aarhus | . | S14 | . | T064 | 0.42 | 202.5976
DK_CA_Aarhus | . | S14 | . | T065 | 0.42 | 202.5976
DK_CA_Aarhus | . | S14 | . | T066 | 0.3 | 144.7126
DK_CA_Aarhus | . | S14 | . | T067 | 0.3 | 144.7126
DK_CA_Aarhus | . | S14 | . | T068 | 0.3 | 144.7126
DK_CA_Aarhus | . | S14 | . | T069 | 0.3 | 144.7126
DK_CA_Aarhus | . | S14 | . | T070 | 0.3 | 144.7126
DK_CA_Aarhus | . | S14 | . | T071 | 0.3 | 144.7126
DK_CA_Aarhus | . | S14 | . | T072 | 0.3 | 144.7126
DK_CA_Aarhus | . | S14 | . | T073 | 0.3 | 144.7126
DK_CA_Aarhus | . | S14 | . | T074 | 0.42 | 202.5976
DK_CA_Aarhus | . | S14 | . | T075 | 0.3 | 144.7126
DK_CA_Aarhus | . | S14 | . | T076 | 0.42 | 202.5976
DK_CA_Aarhus | . | S14 | . | T077 | 0.57 | 274.954
DK_CA_Aarhus | . | S14 | . | T078 | 0.72 | 347.3103
DK_CA_Aarhus | . | S14 | . | T079 | 0.72 | 347.3103
DK_CA_Aarhus | . | S14 | . | T080 | 0.72 | 347.3103
DK_CA_Aarhus | . | S14 | . | T081 | 0.72 | 347.3103
DK_CA_Aarhus | . | S14 | . | T082 | 0.85 | 410.0191
DK_CA_Aarhus | . | S14 | . | T083 | 0.85 | 410.0191
DK_CA_Aarhus | . | S14 | . | T084 | 0.85 | 410.0191
DK_CA_Aarhus | . | S14 | . | T085 | 0.85 | 410.0191
DK_CA_Aarhus | . | S14 | . | T086 | 0.85 | 410.0191
DK_CA_Aarhus | . | S14 | . | T087 | 0.85 | 410.0191
DK_CA_Aarhus | . | S14 | . | T088 | 0.85 | 410.0191
DK_CA_Aarhus | . | S14 | . | T089 | 0.57 | 274.954
DK_CA_Aarhus | . | S14 | . | T090 | 0.72 | 347.3103
DK_CA_Aarhus | . | S14 | . | T091 | 0.3 | 144.7126
DK_CA_Aarhus | . | S14 | . | T092 | 0.12 | 57.885
DK_CA_Aarhus | . | S14 | . | T093 | 0.3 | 144.7126
DK_CA_Aarhus | . | S14 | . | T094 | 0.3 | 144.7126
DK_CA_Aarhus | . | S14 | . | T095 | 0.3 | 144.7126
DK_CA_Aarhus | . | S14 | . | T096 | 0.42 | 202.5976
DK_CA_Aarhus | . | S14 | . | T097 | 0.42 | 202.5976
DK_CA_Aarhus | . | S14 | . | T098 | 0.57 | 274.954
DK_CA_Aarhus | . | S14 | . | T099 | 0.42 | 202.5976
DK_CA_Aarhus | . | S14 | . | T100 | 0.42 | 202.5976
DK_CA_Aarhus | . | S14 | . | T101 | 0.85 | 410.0191
DK_CA_Aarhus | . | S14 | . | T102 | 0.95 | 458.2566
DK_CA_Aarhus | . | S14 | . | T103 | 0.95 | 458.2566
DK_CA_Aarhus | . | S14 | . | T104 | 0.99 | 477.5516
DK_CA_Aarhus | . | S14 | . | T105 | 0.99 | 477.5516
DK_CA_Aarhus | . | S14 | . | T106 | 0.95 | 458.2566
DK_CA_Aarhus | . | S14 | . | T107 | 0.95 | 458.2566
DK_CA_Aarhus | . | S14 | . | T108 | 0.95 | 458.2566
DK_CA_Aarhus | . | S14 | . | T109 | 0.95 | 458.2566
DK_CA_Aarhus | . | S14 | . | T110 | 0.95 | 458.2566
DK_CA_Aarhus | . | S14 | . | T111 | 0.85 | 410.0191
DK_CA_Aarhus | . | S14 | . | T112 | 0.72 | 347.3103
DK_CA_Aarhus | . | S14 | . | T113 | 0.57 | 274.954
DK_CA_Aarhus | . | S14 | . | T114 | 0.57 | 274.954
DK_CA_Aarhus | . | S14 | . | T115 | 0.57 | 274.954
DK_CA_Aarhus | . | S14 | . | T116 | 0.42 | 202.5976
DK_CA_Aarhus | . | S14 | . | T117 | 0.42 | 202.5976
DK_CA_Aarhus | . | S14 | . | T118 | 0.42 | 202.5976
DK_CA_Aarhus | . | S14 | . | T119 | 0.42 | 202.5976
DK_CA_Aarhus | . | S14 | . | T120 | 0.42 | 202.5976
DK_CA_Aarhus | . | S14 | . | T121 | 0.57 | 274.954
DK_CA_Aarhus | . | S14 | . | T122 | 0.57 | 274.954
DK_CA_Aarhus | . | S14 | . | T123 | 0.42 | 202.5976
DK_CA_Aarhus | . | S14 | . | T124 | 0.42 | 202.5976
DK_CA_Aarhus | . | S14 | . | T125 | 0.42 | 202.5976
DK_CA_Aarhus | . | S14 | . | T126 | 0.57 | 274.954
DK_CA_Aarhus | . | S14 | . | T127 | 0.57 | 274.954
DK_CA_Aarhus | . | S14 | . | T128 | 0.57 | 274.954
DK_CA_Aarhus | . | S14 | . | T129 | 0.57 | 274.954
DK_CA_Aarhus | . | S14 | . | T130 | 0.57 | 274.954
DK_CA_Aarhus | . | S14 | . | T131 | 0.42 | 202.5976
DK_CA_Aarhus | . | S14 | . | T132 | 0.3 | 144.7126
DK_CA_Aarhus | . | S14 | . | T133 | 0.3 | 144.7126
DK_CA_Aarhus | . | S14 | . | T134 | 0.42 | 202.5976
DK_CA_Aarhus | . | S14 | . | T135 | 0.42 | 202.5976
DK_CA_Aarhus | . | S14 | . | T136 | 0.57 | 274.954
DK_CA_Aarhus | . | S14 | . | T137 | 0.57 | 274.954
DK_CA_Aarhus | . | S14 | . | T138 | 0.57 | 274.954
DK_CA_Aarhus | . | S14 | . | T139 | 0.42 | 202.5976
DK_CA_Aarhus | . | S14 | . | T140 | 0.42 | 202.5976
DK_CA_Aarhus | . | S14 | . | T141 | 0.42 | 202.5976
DK_CA_Aarhus | . | S14 | . | T142 | 0.3 | 144.7126
DK_CA_Aarhus | . | S14 | . | T143 | 0.19 | 91.6513
DK_CA_Aarhus | . | S14 | . | T144 | 0.12 | 57.885
DK_CA_Aarhus | . | S14 | . | T145 | 0.12 | 57.885
DK_CA_Aarhus | . | S14 | . | T146 | 0.06 | 28.9425
DK_CA_Aarhus | . | S14 | . | T147 | 0.06 | 28.9425
DK_CA_Aarhus | . | S14 | . | T148 | 0.06 | 28.9425
DK_CA_Aarhus | . | S14 | . | T149 | 0.06 | 28.9425
DK_CA_Aarhus | . | S14 | . | T150 | 0.06 | 28.9425
DK_CA_Aarhus | . | S14 | . | T151 | 0.06 | 28.9425
DK_CA_Aarhus | . | S14 | . | T152 | 0.19 | 91.6513
DK_CA_Aarhus | . | S14 | . | T153 | 0.19 | 91.6513
DK_CA_Aarhus | . | S14 | . | T154 | 0.12 | 57.885
DK_CA_Aarhus | . | S14 | . | T155 | 0.06 | 28.9425
DK_CA_Aarhus | . | S14 | . | T156 | 0.03 | 14.4713
DK_CA_Aarhus | . | S14 | . | T157 | 0.06 | 28.9425
DK_CA_Aarhus | . | S14 | . | T158 | 0.12 | 57.885
DK_CA_Aarhus | . | S14 | . | T159 | 0.12 | 57.885
DK_CA_Aarhus | . | S14 | . | T160 | 0.12 | 57.885
DK_CA_Aarhus | . | S14 | . | T161 | 0.12 | 57.885
DK_CA_Aarhus | . | S14 | . | T162 | 0.12 | 57.885
DK_CA_Aarhus | . | S14 | . | T163 | 0.12 | 57.885
DK_CA_Aarhus | . | S14 | . | T164 | 0.12 | 57.885
DK_CA_Aarhus | . | S14 | . | T165 | 0.19 | 91.6513
DK_CA_Aarhus | . | S14 | . | T166 | 0.3 | 144.7126
DK_CA_Aarhus | . | S14 | . | T167 | 0.3 | 144.7126
DK_CA_Aarhus | . | S14 | . | T168 | 0.3 | 144.7126
DK_CA_Aarhus | . | S15 | . | T001 | 0.42 | 202.5976
DK_CA_Aarhus | . | S15 | . | T002 | 0.42 | 202.5976
DK_CA_Aarhus | . | S15 | . | T003 | 0.42 | 202.5976
DK_CA_Aarhus | . | S15 | . | T004 | 0.3 | 144.7126
DK_CA_Aarhus | . | S15 | . | T005 | 0.19 | 91.6513
DK_CA_Aarhus | . | S15 | . | T006 | 0.19 | 91.6513
DK_CA_Aarhus | . | S15 | . | T007 | 0.19 | 91.6513
DK_CA_Aarhus | . | S15 | . | T008 | 0.12 | 57.885
DK_CA_Aarhus | . | S15 | . | T009 | 0.06 | 28.9425
DK_CA_Aarhus | . | S15 | . | T010 | 0.06 | 28.9425
DK_CA_Aarhus | . | S15 | . | T011 | 0.03 | 14.4713
DK_CA_Aarhus | . | S15 | . | T012 | 0.03 | 14.4713
DK_CA_Aarhus | . | S15 | . | T013 | 0.06 | 28.9425
DK_CA_Aarhus | . | S15 | . | T014 | 0.19 | 91.6513
DK_CA_Aarhus | . | S15 | . | T015 | 0.3 | 144.7126
DK_CA_Aarhus | . | S15 | . | T016 | 0.42 | 202.5976
DK_CA_Aarhus | . | S15 | . | T017 | 0.42 | 202.5976
DK_CA_Aarhus | . | S15 | . | T018 | 0.42 | 202.5976
DK_CA_Aarhus | . | S15 | . | T019 | 0.42 | 202.5976
DK_CA_Aarhus | . | S15 | . | T020 | 0.42 | 202.5976
DK_CA_Aarhus | . | S15 | . | T021 | 0.42 | 202.5976
DK_CA_Aarhus | . | S15 | . | T022 | 0.42 | 202.5976
DK_CA_Aarhus | . | S15 | . | T023 | 0.42 | 202.5976
DK_CA_Aarhus | . | S15 | . | T024 | 0.42 | 202.5976
DK_CA_Aarhus | . | S15 | . | T025 | 0.57 | 274.954
DK_CA_Aarhus | . | S15 | . | T026 | 0.57 | 274.954
DK_CA_Aarhus | . | S15 | . | T027 | 0.42 | 202.5976
DK_CA_Aarhus | . | S15 | . | T028 | 0.42 | 202.5976
DK_CA_Aarhus | . | S15 | . | T029 | 0.42 | 202.5976
DK_CA_Aarhus | . | S15 | . | T030 | 0.42 | 202.5976
DK_CA_Aarhus | . | S15 | . | T031 | 0.42 | 202.5976
DK_CA_Aarhus | . | S15 | . | T032 | 0.3 | 144.7126
DK_CA_Aarhus | . | S15 | . | T033 | 0.19 | 91.6513
DK_CA_Aarhus | . | S15 | . | T034 | 0.3 | 144.7126
DK_CA_Aarhus | . | S15 | . | T035 | 0.19 | 91.6513
DK_CA_Aarhus | . | S15 | . | T036 | 0.19 | 91.6513
DK_CA_Aarhus | . | S15 | . | T037 | 0.19 | 91.6513
DK_CA_Aarhus | . | S15 | . | T038 | 0.19 | 91.6513
DK_CA_Aarhus | . | S15 | . | T039 | 0.19 | 91.6513
DK_CA_Aarhus | . | S15 | . | T040 | 0.12 | 57.885
DK_CA_Aarhus | . | S15 | . | T041 | 0.12 | 57.885
DK_CA_Aarhus | . | S15 | . | T042 | 0.06 | 28.9425
DK_CA_Aarhus | . | S15 | . | T043 | 0.06 | 28.9425
DK_CA_Aarhus | . | S15 | . | T044 | 0.12 | 57.885
DK_CA_Aarhus | . | S15 | . | T045 | 0.12 | 57.885
DK_CA_Aarhus | . | S15 | . | T046 | 0.19 | 91.6513
DK_CA_Aarhus | . | S15 | . | T047 | 0.42 | 202.5976
DK_CA_Aarhus | . | S15 | . | T048 | 0.3 | 144.7126
DK_CA_Aarhus | . | S15 | . | T049 | 0.3 | 144.7126
DK_CA_Aarhus | . | S15 | . | T050 | 0.3 | 144.7126
DK_CA_Aarhus | . | S15 | . | T051 | 0.3 | 144.7126
DK_CA_Aarhus | . | S15 | . | T052 | 0.3 | 144.7126
DK_CA_Aarhus | . | S15 | . | T053 | 0.42 | 202.5976
DK_CA_Aarhus | . | S15 | . | T054 | 0.42 | 202.5976
DK_CA_Aarhus | . | S15 | . | T055 | 0.42 | 202.5976
DK_CA_Aarhus | . | S15 | . | T056 | 0.42 | 202.5976
DK_CA_Aarhus | . | S15 | . | T057 | 0.42 | 202.5976
DK_CA_Aarhus | . | S15 | . | T058 | 0.57 | 274.954
DK_CA_Aarhus | . | S15 | . | T059 | 0.57 | 274.954
DK_CA_Aarhus | . | S15 | . | T060 | 0.57 | 274.954
DK_CA_Aarhus | . | S15 | . | T061 | 0.57 | 274.954
DK_CA_Aarhus | . | S15 | . | T062 | 0.57 | 274.954
DK_CA_Aarhus | . | S15 | . | T063 | 0.57 | 274.954
DK_CA_Aarhus | . | S15 | . | T064 | 0.42 | 202.5976
DK_CA_Aarhus | . | S15 | . | T065 | 0.42 | 202.5976
DK_CA_Aarhus | . | S15 | . | T066 | 0.3 | 144.7126
DK_CA_Aarhus | . | S15 | . | T067 | 0.3 | 144.7126
DK_CA_Aarhus | . | S15 | . | T068 | 0.3 | 144.7126
DK_CA_Aarhus | . | S15 | . | T069 | 0.19 | 91.6513
DK_CA_Aarhus | . | S15 | . | T070 | 0.19 | 91.6513
DK_CA_Aarhus | . | S15 | . | T071 | 0.19 | 91.6513
DK_CA_Aarhus | . | S15 | . | T072 | 0.19 | 91.6513
DK_CA_Aarhus | . | S15 | . | T073 | 0.12 | 57.885
DK_CA_Aarhus | . | S15 | . | T074 | 0.12 | 57.885
DK_CA_Aarhus | . | S15 | . | T075 | 0.12 | 57.885
DK_CA_Aarhus | . | S15 | . | T076 | 0.12 | 57.885
DK_CA_Aarhus | . | S15 | . | T077 | 0.06 | 28.9425
DK_CA_Aarhus | . | S15 | . | T078 | 0.06 | 28.9425
DK_CA_Aarhus | . | S15 | . | T079 | 0.06 | 28.9425
DK_CA_Aarhus | . | S15 | . | T080 | 0.06 | 28.9425
DK_CA_Aarhus | . | S15 | . | T081 | 0.03 | 14.4713
DK_CA_Aarhus | . | S15 | . | T082 | 0 | 0
DK_CA_Aarhus | . | S15 | . | T083 | 0.03 | 14.4713
DK_CA_Aarhus | . | S15 | . | T084 | 0.03 | 14.4713
DK_CA_Aarhus | . | S15 | . | T085 | 0.06 | 28.9425
DK_CA_Aarhus | . | S15 | . | T086 | 0.12 | 57.885
DK_CA_Aarhus | . | S15 | . | T087 | 0.19 | 91.6513
DK_CA_Aarhus | . | S15 | . | T088 | 0.3 | 144.7126
DK_CA_Aarhus | . | S15 | . | T089 | 0.42 | 202.5976
DK_CA_Aarhus | . | S15 | . | T090 | 0.57 | 274.954
DK_CA_Aarhus | . | S15 | . | T091 | 0.57 | 274.954
DK_CA_Aarhus | . | S15 | . | T092 | 0.72 | 347.3103
DK_CA_Aarhus | . | S15 | . | T093 | 0.72 | 347.3103
DK_CA_Aarhus | . | S15 | . | T094 | 0.72 | 347.3103
DK_CA_Aarhus | . | S15 | . | T095 | 0.72 | 347.3103
DK_CA_Aarhus | . | S15 | . | T096 | 0.57 | 274.954
DK_CA_Aarhus | . | S15 | . | T097 | 0.57 | 274.954
DK_CA_Aarhus | . | S15 | . | T098 | 0.57 | 274.954
DK_CA_Aarhus | . | S15 | . | T099 | 0.42 | 202.5976
DK_CA_Aarhus | . | S15 | . | T100 | 0.3 | 144.7126
DK_CA_Aarhus | . | S15 | . | T101 | 0.3 | 144.7126
DK_CA_Aarhus | . | S15 | . | T102 | 0.3 | 144.7126
DK_CA_Aarhus | . | S15 | . | T103 | 0.3 | 144.7126
DK_CA_Aarhus | . | S15 | . | T104 | 0.3 | 144.7126
DK_CA_Aarhus | . | S15 | . | T105 | 0.3 | 144.7126
DK_CA_Aarhus | . | S15 | . | T106 | 0.3 | 144.7126
DK_CA_Aarhus | . | S15 | . | T107 | 0.42 | 202.5976
DK_CA_Aarhus | . | S15 | . | T108 | 0.57 | 274.954
DK_CA_Aarhus | . | S15 | . | T109 | 0.57 | 274.954
DK_CA_Aarhus | . | S15 | . | T110 | 0.72 | 347.3103
DK_CA_Aarhus | . | S15 | . | T111 | 0.85 | 410.0191
DK_CA_Aarhus | . | S15 | . | T112 | 0.85 | 410.0191
DK_CA_Aarhus | . | S15 | . | T113 | 0.85 | 410.0191
DK_CA_Aarhus | . | S15 | . | T114 | 0.85 | 410.0191
DK_CA_Aarhus | . | S15 | . | T115 | 0.72 | 347.3103
DK_CA_Aarhus | . | S15 | . | T116 | 0.57 | 274.954
DK_CA_Aarhus | . | S15 | . | T117 | 0.57 | 274.954
DK_CA_Aarhus | . | S15 | . | T118 | 0.57 | 274.954
DK_CA_Aarhus | . | S15 | . | T119 | 0.57 | 274.954
DK_CA_Aarhus | . | S15 | . | T120 | 0.72 | 347.3103
DK_CA_Aarhus | . | S15 | . | T121 | 0.72 | 347.3103
DK_CA_Aarhus | . | S15 | . | T122 | 0.72 | 347.3103
DK_CA_Aarhus | . | S15 | . | T123 | 0.57 | 274.954
DK_CA_Aarhus | . | S15 | . | T124 | 0.57 | 274.954
DK_CA_Aarhus | . | S15 | . | T125 | 0.57 | 274.954
DK_CA_Aarhus | . | S15 | . | T126 | 0.57 | 274.954
DK_CA_Aarhus | . | S15 | . | T127 | 0.42 | 202.5976
DK_CA_Aarhus | . | S15 | . | T128 | 0.42 | 202.5976
DK_CA_Aarhus | . | S15 | . | T129 | 0.57 | 274.954
DK_CA_Aarhus | . | S15 | . | T130 | 0.57 | 274.954
DK_CA_Aarhus | . | S15 | . | T131 | 0.57 | 274.954
DK_CA_Aarhus | . | S15 | . | T132 | 0.57 | 274.954
DK_CA_Aarhus | . | S15 | . | T133 | 0.57 | 274.954
DK_CA_Aarhus | . | S15 | . | T134 | 0.57 | 274.954
DK_CA_Aarhus | . | S15 | . | T135 | 0.57 | 274.954
DK_CA_Aarhus | . | S15 | . | T136 | 0.57 | 274.954
DK_CA_Aarhus | . | S15 | . | T137 | 0.57 | 274.954
DK_CA_Aarhus | . | S15 | . | T138 | 0.57 | 274.954
DK_CA_Aarhus | . | S15 | . | T139 | 0.42 | 202.5976
DK_CA_Aarhus | . | S15 | . | T140 | 0.3 | 144.7126
DK_CA_Aarhus | . | S15 | . | T141 | 0.3 | 144.7126
DK_CA_Aarhus | . | S15 | . | T142 | 0.19 | 91.6513
DK_CA_Aarhus | . | S15 | . | T143 | 0.19 | 91.6513
DK_CA_Aarhus | . | S15 | . | T144 | 0.19 | 91.6513
DK_CA_Aarhus | . | S15 | . | T145 | 0.19 | 91.6513
DK_CA_Aarhus | . | S15 | . | T146 | 0.12 | 57.885
DK_CA_Aarhus | . | S15 | . | T147 | 0.12 | 57.885
DK_CA_Aarhus | . | S15 | . | T148 | 0.12 | 57.885
DK_CA_Aarhus | . | S15 | . | T149 | 0.06 | 28.9425
DK_CA_Aarhus | . | S15 | . | T150 | 0.03 | 14.4713
DK_CA_Aarhus | . | S15 | . | T151 | 0.03 | 14.4713
DK_CA_Aarhus | . | S15 | . | T152 | 0 | 0
DK_CA_Aarhus | . | S15 | . | T153 | 0 | 0
DK_CA_Aarhus | . | S15 | . | T154 | 0 | 0
DK_CA_Aarhus | . | S15 | . | T155 | 0 | 0
DK_CA_Aarhus | . | S15 | . | T156 | 0 | 0
DK_CA_Aarhus | . | S15 | . | T157 | 0.03 | 14.4713
DK_CA_Aarhus | . | S15 | . | T158 | 0.06 | 28.9425
DK_CA_Aarhus | . | S15 | . | T159 | 0.12 | 57.885
DK_CA_Aarhus | . | S15 | . | T160 | 0.19 | 91.6513
DK_CA_Aarhus | . | S15 | . | T161 | 0.19 | 91.6513
DK_CA_Aarhus | . | S15 | . | T162 | 0.19 | 91.6513
DK_CA_Aarhus | . | S15 | . | T163 | 0.3 | 144.7126
DK_CA_Aarhus | . | S15 | . | T164 | 0.42 | 202.5976
DK_CA_Aarhus | . | S15 | . | T165 | 0.42 | 202.5976
DK_CA_Aarhus | . | S15 | . | T166 | 0.57 | 274.954
DK_CA_Aarhus | . | S15 | . | T167 | 0.72 | 347.3103
DK_CA_Aarhus | . | S15 | . | T168 | 0.85 | 410.0191
DK_CA_Aarhus | . | S16 | . | T001 | 0.85 | 410.0191
DK_CA_Aarhus | . | S16 | . | T002 | 0.85 | 410.0191
DK_CA_Aarhus | . | S16 | . | T003 | 0.85 | 410.0191
DK_CA_Aarhus | . | S16 | . | T004 | 0.72 | 347.3103
DK_CA_Aarhus | . | S16 | . | T005 | 0.72 | 347.3103
DK_CA_Aarhus | . | S16 | . | T006 | 0.57 | 274.954
DK_CA_Aarhus | . | S16 | . | T007 | 0.57 | 274.954
DK_CA_Aarhus | . | S16 | . | T008 | 0.3 | 144.7126
DK_CA_Aarhus | . | S16 | . | T009 | 0.3 | 144.7126
DK_CA_Aarhus | . | S16 | . | T010 | 0.19 | 91.6513
DK_CA_Aarhus | . | S16 | . | T011 | 0.12 | 57.885
DK_CA_Aarhus | . | S16 | . | T012 | 0.06 | 28.9425
DK_CA_Aarhus | . | S16 | . | T013 | 0.06 | 28.9425
DK_CA_Aarhus | . | S16 | . | T014 | 0.03 | 14.4713
DK_CA_Aarhus | . | S16 | . | T015 | 0.03 | 14.4713
DK_CA_Aarhus | . | S16 | . | T016 | 0 | 0
DK_CA_Aarhus | . | S16 | . | T017 | 0 | 0
DK_CA_Aarhus | . | S16 | . | T018 | 0 | 0
DK_CA_Aarhus | . | S16 | . | T019 | 0.03 | 14.4713
DK_CA_Aarhus | . | S16 | . | T020 | 0.06 | 28.9425
DK_CA_Aarhus | . | S16 | . | T021 | 0.06 | 28.9425
DK_CA_Aarhus | . | S16 | . | T022 | 0.06 | 28.9425
DK_CA_Aarhus | . | S16 | . | T023 | 0.06 | 28.9425
DK_CA_Aarhus | . | S16 | . | T024 | 0.06 | 28.9425
DK_CA_Aarhus | . | S16 | . | T025 | 0.06 | 28.9425
DK_CA_Aarhus | . | S16 | . | T026 | 0.06 | 28.9425
DK_CA_Aarhus | . | S16 | . | T027 | 0.06 | 28.9425
DK_CA_Aarhus | . | S16 | . | T028 | 0.06 | 28.9425
DK_CA_Aarhus | . | S16 | . | T029 | 0 | 0
DK_CA_Aarhus | . | S16 | . | T030 | 0 | 0
DK_CA_Aarhus | . | S16 | . | T031 | 0 | 0
DK_CA_Aarhus | . | S16 | . | T032 | 0 | 0
DK_CA_Aarhus | . | S16 | . | T033 | 0 | 0
DK_CA_Aarhus | . | S16 | . | T034 | 0 | 0
DK_CA_Aarhus | . | S16 | . | T035 | 0 | 0
DK_CA_Aarhus | . | S16 | . | T036 | 0 | 0
DK_CA_Aarhus | . | S16 | . | T037 | 0.03 | 14.4713
DK_CA_Aarhus | . | S16 | . | T038 | 0.03 | 14.4713
DK_CA_Aarhus | . | S16 | . | T039 | 0.06 | 28.9425
DK_CA_Aarhus | . | S16 | . | T040 | 0.12 | 57.885
DK_CA_Aarhus | . | S16 | . | T041 | 0.12 | 57.885
DK_CA_Aarhus | . | S16 | . | T042 | 0.12 | 57.885
DK_CA_Aarhus | . | S16 | . | T043 | 0.19 | 91.6513
DK_CA_Aarhus | . | S16 | . | T044 | 0.19 | 91.6513
DK_CA_Aarhus | . | S16 | . | T045 | 0.3 | 144.7126
DK_CA_Aarhus | . | S16 | . | T046 | 0.3 | 144.7126
DK_CA_Aarhus | . | S16 | . | T047 | 0.3 | 144.7126
DK_CA_Aarhus | . | S16 | . | T048 | 0.3 | 144.7126
DK_CA_Aarhus | . | S16 | . | T049 | 0.3 | 144.7126
DK_CA_Aarhus | . | S16 | . | T050 | 0.3 | 144.7126
DK_CA_Aarhus | . | S16 | . | T051 | 0.3 | 144.7126
DK_CA_Aarhus | . | S16 | . | T052 | 0.42 | 202.5976
DK_CA_Aarhus | . | S16 | . | T053 | 0.42 | 202.5976
DK_CA_Aarhus | . | S16 | . | T054 | 0.42 | 202.5976
DK_CA_Aarhus | . | S16 | . | T055 | 0.57 | 274.954
DK_CA_Aarhus | . | S16 | . | T056 | 0.42 | 202.5976
DK_CA_Aarhus | . | S16 | . | T057 | 0.42 | 202.5976
DK_CA_Aarhus | . | S16 | . | T058 | 0.42 | 202.5976
DK_CA_Aarhus | . | S16 | . | T059 | 0.42 | 202.5976
DK_CA_Aarhus | . | S16 | . | T060 | 0.42 | 202.5976
DK_CA_Aarhus | . | S16 | . | T061 | 0.42 | 202.5976
DK_CA_Aarhus | . | S16 | . | T062 | 0.57 | 274.954
DK_CA_Aarhus | . | S16 | . | T063 | 0.57 | 274.954
DK_CA_Aarhus | . | S16 | . | T064 | 0.57 | 274.954
DK_CA_Aarhus | . | S16 | . | T065 | 0.57 | 274.954
DK_CA_Aarhus | . | S16 | . | T066 | 0.42 | 202.5976
DK_CA_Aarhus | . | S16 | . | T067 | 0.42 | 202.5976
DK_CA_Aarhus | . | S16 | . | T068 | 0.42 | 202.5976
DK_CA_Aarhus | . | S16 | . | T069 | 0.42 | 202.5976
DK_CA_Aarhus | . | S16 | . | T070 | 0.42 | 202.5976
DK_CA_Aarhus | . | S16 | . | T071 | 0.42 | 202.5976
DK_CA_Aarhus | . | S16 | . | T072 | 0.3 | 144.7126
DK_CA_Aarhus | . | S16 | . | T073 | 0.19 | 91.6513
DK_CA_Aarhus | . | S16 | . | T074 | 0.12 | 57.885
DK_CA_Aarhus | . | S16 | . | T075 | 0.06 | 28.9425
DK_CA_Aarhus | . | S16 | . | T076 | 0.12 | 57.885
DK_CA_Aarhus | . | S16 | . | T077 | 0.19 | 91.6513
DK_CA_Aarhus | . | S16 | . | T078 | 0.12 | 57.885
DK_CA_Aarhus | . | S16 | . | T079 | 0.06 | 28.9425
DK_CA_Aarhus | . | S16 | . | T080 | 0.06 | 28.9425
DK_CA_Aarhus | . | S16 | . | T081 | 0.12 | 57.885
DK_CA_Aarhus | . | S16 | . | T082 | 0.06 | 28.9425
DK_CA_Aarhus | . | S16 | . | T083 | 0.06 | 28.9425
DK_CA_Aarhus | . | S16 | . | T084 | 0.06 | 28.9425
DK_CA_Aarhus | . | S16 | . | T085 | 0.12 | 57.885
DK_CA_Aarhus | . | S16 | . | T086 | 0.19 | 91.6513
DK_CA_Aarhus | . | S16 | . | T087 | 0.19 | 91.6513
DK_CA_Aarhus | . | S16 | . | T088 | 0.19 | 91.6513
DK_CA_Aarhus | . | S16 | . | T089 | 0.19 | 91.6513
DK_CA_Aarhus | . | S16 | . | T090 | 0.19 | 91.6513
DK_CA_Aarhus | . | S16 | . | T091 | 0.12 | 57.885
DK_CA_Aarhus | . | S16 | . | T092 | 0.12 | 57.885
DK_CA_Aarhus | . | S16 | . | T093 | 0.06 | 28.9425
DK_CA_Aarhus | . | S16 | . | T094 | 0.06 | 28.9425
DK_CA_Aarhus | . | S16 | . | T095 | 0.06 | 28.9425
DK_CA_Aarhus | . | S16 | . | T096 | 0.06 | 28.9425
DK_CA_Aarhus | . | S16 | . | T097 | 0.06 | 28.9425
DK_CA_Aarhus | . | S16 | . | T098 | 0.06 | 28.9425
DK_CA_Aarhus | . | S16 | . | T099 | 0.06 | 28.9425
DK_CA_Aarhus | . | S16 | . | T100 | 0.06 | 28.9425
DK_CA_Aarhus | . | S16 | . | T101 | 0.03 | 14.4713
DK_CA_Aarhus | . | S16 | . | T102 | 0.03 | 14.4713
DK_CA_Aarhus | . | S16 | . | T103 | 0.03 | 14.4713
DK_CA_Aarhus | . | S16 | . | T104 | 0.03 | 14.4713
DK_CA_Aarhus | . | S16 | . | T105 | 0.03 | 14.4713
DK_CA_Aarhus | . | S16 | . | T106 | 0 | 0
DK_CA_Aarhus | . | S16 | . | T107 | 0 | 0
DK_CA_Aarhus | . | S16 | . | T108 | 0 | 0
DK_CA_Aarhus | . | S16 | . | T109 | 0.03 | 14.4713
DK_CA_Aarhus | . | S16 | . | T110 | 0.03 | 14.4713
DK_CA_Aarhus | . | S16 | . | T111 | 0.03 | 14.4713
DK_CA_Aarhus | . | S16 | . | T112 | 0.03 | 14.4713
DK_CA_Aarhus | . | S16 | . | T113 | 0.03 | 14.4713
DK_CA_Aarhus | . | S16 | . | T114 | 0 | 0
DK_CA_Aarhus | . | S16 | . | T115 | 0 | 0
DK_CA_Aarhus | . | S16 | . | T116 | 0.03 | 14.4713
DK_CA_Aarhus | . | S16 | . | T117 | 0.03 | 14.4713
DK_CA_Aarhus | . | S16 | . | T118 | 0.06 | 28.9425
DK_CA_Aarhus | . | S16 | . | T119 | 0.06 | 28.9425
DK_CA_Aarhus | . | S16 | . | T120 | 0.03 | 14.4713
DK_CA_Aarhus | . | S16 | . | T121 | 0 | 0
DK_CA_Aarhus | . | S16 | . | T122 | 0 | 0
DK_CA_Aarhus | . | S16 | . | T123 | 0 | 0
DK_CA_Aarhus | . | S16 | . | T124 | 0 | 0
DK_CA_Aarhus | . | S16 | . | T125 | 0 | 0
DK_CA_Aarhus | . | S16 | . | T126 | 0.03 | 14.4713
DK_CA_Aarhus | . | S16 | . | T127 | 0.03 | 14.4713
DK_CA_Aarhus | . | S16 | . | T128 | 0.03 | 14.4713
DK_CA_Aarhus | . | S16 | . | T129 | 0.03 | 14.4713
DK_CA_Aarhus | . | S16 | . | T130 | 0.06 | 28.9425
DK_CA_Aarhus | . | S16 | . | T131 | 0.06 | 28.9425
DK_CA_Aarhus | . | S16 | . | T132 | 0.06 | 28.9425
DK_CA_Aarhus | . | S16 | . | T133 | 0.06 | 28.9425
DK_CA_Aarhus | . | S16 | . | T134 | 0.12 | 57.885
DK_CA_Aarhus | . | S16 | . | T135 | 0.12 | 57.885
DK_CA_Aarhus | . | S16 | . | T136 | 0.12 | 57.885
DK_CA_Aarhus | . | S16 | . | T137 | 0.12 | 57.885
DK_CA_Aarhus | . | S16 | . | T138 | 0.12 | 57.885
DK_CA_Aarhus | . | S16 | . | T139 | 0.12 | 57.885
DK_CA_Aarhus | . | S16 | . | T140 | 0.06 | 28.9425
DK_CA_Aarhus | . | S16 | . | T141 | 0.03 | 14.4713
DK_CA_Aarhus | . | S16 | . | T142 | 0.03 | 14.4713
DK_CA_Aarhus | . | S16 | . | T143 | 0 | 0
DK_CA_Aarhus | . | S16 | . | T144 | 0 | 0
DK_CA_Aarhus | . | S16 | . | T145 | 0 | 0
DK_CA_Aarhus | . | S16 | . | T146 | 0 | 0
DK_CA_Aarhus | . | S16 | . | T147 | 0.03 | 14.4713
DK_CA_Aarhus | . | S16 | . | T148 | 0.06 | 28.9425
DK_CA_Aarhus | . | S16 | . | T149 | 0.03 | 14.4713
DK_CA_Aarhus | . | S16 | . | T150 | 0.03 | 14.4713
DK_CA_Aarhus | . | S16 | . | T151 | 0.03 | 14.4713
DK_CA_Aarhus | . | S16 | . | T152 | 0.03 | 14.4713
DK_CA_Aarhus | . | S16 | . | T153 | 0 | 0
DK_CA_Aarhus | . | S16 | . | T154 | 0 | 0
DK_CA_Aarhus | . | S16 | . | T155 | 0 | 0
DK_CA_Aarhus | . | S16 | . | T156 | 0 | 0
DK_CA_Aarhus | . | S16 | . | T157 | 0 | 0
DK_CA_Aarhus | . | S16 | . | T158 | 0 | 0
DK_CA_Aarhus | . | S16 | . | T159 | 0 | 0
DK_CA_Aarhus | . | S16 | . | T160 | 0 | 0
DK_CA_Aarhus | . | S16 | . | T161 | 0 | 0
DK_CA_Aarhus | . | S16 | . | T162 | 0 | 0
DK_CA_Aarhus | . | S16 | . | T163 | 0.03 | 14.4713
DK_CA_Aarhus | . | S16 | . | T164 | 0.06 | 28.9425
DK_CA_Aarhus | . | S16 | . | T165 | 0.12 | 57.885
DK_CA_Aarhus | . | S16 | . | T166 | 0.12 | 57.885
DK_CA_Aarhus | . | S16 | . | T167 | 0.06 | 28.9425
DK_CA_Aarhus | . | S16 | . | T168 | 0.06 | 28.9425
DK_CA_Aarhus | . | S17 | . | T001 | 0.03 | 14.4713
DK_CA_Aarhus | . | S17 | . | T002 | 0.03 | 14.4713
DK_CA_Aarhus | . | S17 | . | T003 | 0 | 0
DK_CA_Aarhus | . | S17 | . | T004 | 0 | 0
DK_CA_Aarhus | . | S17 | . | T005 | 0 | 0
DK_CA_Aarhus | . | S17 | . | T006 | 0.03 | 14.4713
DK_CA_Aarhus | . | S17 | . | T007 | 0.03 | 14.4713
DK_CA_Aarhus | . | S17 | . | T008 | 0.03 | 14.4713
DK_CA_Aarhus | . | S17 | . | T009 | 0.03 | 14.4713
DK_CA_Aarhus | . | S17 | . | T010 | 0.03 | 14.4713
DK_CA_Aarhus | . | S17 | . | T011 | 0.03 | 14.4713
DK_CA_Aarhus | . | S17 | . | T012 | 0.06 | 28.9425
DK_CA_Aarhus | . | S17 | . | T013 | 0.06 | 28.9425
DK_CA_Aarhus | . | S17 | . | T014 | 0.06 | 28.9425
DK_CA_Aarhus | . | S17 | . | T015 | 0.06 | 28.9425
DK_CA_Aarhus | . | S17 | . | T016 | 0.06 | 28.9425
DK_CA_Aarhus | . | S17 | . | T017 | 0.06 | 28.9425
DK_CA_Aarhus | . | S17 | . | T018 | 0.06 | 28.9425
DK_CA_Aarhus | . | S17 | . | T019 | 0.19 | 91.6513
DK_CA_Aarhus | . | S17 | . | T020 | 0.3 | 144.7126
DK_CA_Aarhus | . | S17 | . | T021 | 0.3 | 144.7126
DK_CA_Aarhus | . | S17 | . | T022 | 0.3 | 144.7126
DK_CA_Aarhus | . | S17 | . | T023 | 0.3 | 144.7126
DK_CA_Aarhus | . | S17 | . | T024 | 0.3 | 144.7126
DK_CA_Aarhus | . | S17 | . | T025 | 0.3 | 144.7126
DK_CA_Aarhus | . | S17 | . | T026 | 0.3 | 144.7126
DK_CA_Aarhus | . | S17 | . | T027 | 0.3 | 144.7126
DK_CA_Aarhus | . | S17 | . | T028 | 0.19 | 91.6513
DK_CA_Aarhus | . | S17 | . | T029 | 0.12 | 57.885
DK_CA_Aarhus | . | S17 | . | T030 | 0.06 | 28.9425
DK_CA_Aarhus | . | S17 | . | T031 | 0.06 | 28.9425
DK_CA_Aarhus | . | S17 | . | T032 | 0.12 | 57.885
DK_CA_Aarhus | . | S17 | . | T033 | 0.12 | 57.885
DK_CA_Aarhus | . | S17 | . | T034 | 0.12 | 57.885
DK_CA_Aarhus | . | S17 | . | T035 | 0.12 | 57.885
DK_CA_Aarhus | . | S17 | . | T036 | 0.3 | 144.7126
DK_CA_Aarhus | . | S17 | . | T037 | 0.3 | 144.7126
DK_CA_Aarhus | . | S17 | . | T038 | 0.3 | 144.7126
DK_CA_Aarhus | . | S17 | . | T039 | 0.3 | 144.7126
DK_CA_Aarhus | . | S17 | . | T040 | 0.3 | 144.7126
DK_CA_Aarhus | . | S17 | . | T041 | 0.19 | 91.6513
DK_CA_Aarhus | . | S17 | . | T042 | 0.19 | 91.6513
DK_CA_Aarhus | . | S17 | . | T043 | 0.19 | 91.6513
DK_CA_Aarhus | . | S17 | . | T044 | 0.19 | 91.6513
DK_CA_Aarhus | . | S17 | . | T045 | 0.19 | 91.6513
DK_CA_Aarhus | . | S17 | . | T046 | 0.19 | 91.6513
DK_CA_Aarhus | . | S17 | . | T047 | 0.19 | 91.6513
DK_CA_Aarhus | . | S17 | . | T048 | 0.3 | 144.7126
DK_CA_Aarhus | . | S17 | . | T049 | 0.3 | 144.7126
DK_CA_Aarhus | . | S17 | . | T050 | 0.19 | 91.6513
DK_CA_Aarhus | . | S17 | . | T051 | 0.19 | 91.6513
DK_CA_Aarhus | . | S17 | . | T052 | 0.19 | 91.6513
DK_CA_Aarhus | . | S17 | . | T053 | 0.12 | 57.885
DK_CA_Aarhus | . | S17 | . | T054 | 0.19 | 91.6513
DK_CA_Aarhus | . | S17 | . | T055 | 0.19 | 91.6513
DK_CA_Aarhus | . | S17 | . | T056 | 0.12 | 57.885
DK_CA_Aarhus | . | S17 | . | T057 | 0.12 | 57.885
DK_CA_Aarhus | . | S17 | . | T058 | 0.12 | 57.885
DK_CA_Aarhus | . | S17 | . | T059 | 0.12 | 57.885
DK_CA_Aarhus | . | S17 | . | T060 | 0.06 | 28.9425
DK_CA_Aarhus | . | S17 | . | T061 | 0.06 | 28.9425
DK_CA_Aarhus | . | S17 | . | T062 | 0.06 | 28.9425
DK_CA_Aarhus | . | S17 | . | T063 | 0.06 | 28.9425
DK_CA_Aarhus | . | S17 | . | T064 | 0.06 | 28.9425
DK_CA_Aarhus | . | S17 | . | T065 | 0.03 | 14.4713
DK_CA_Aarhus | . | S17 | . | T066 | 0 | 0
DK_CA_Aarhus | . | S17 | . | T067 | 0 | 0
DK_CA_Aarhus | . | S17 | . | T068 | 0.03 | 14.4713
DK_CA_Aarhus | . | S17 | . | T069 | 0.19 | 91.6513
DK_CA_Aarhus | . | S17 | . | T070 | 0.42 | 202.5976
DK_CA_Aarhus | . | S17 | . | T071 | 0.42 | 202.5976
DK_CA_Aarhus | . | S17 | . | T072 | 0.57 | 274.954
DK_CA_Aarhus | . | S17 | . | T073 | 0.57 | 274.954
DK_CA_Aarhus | . | S17 | . | T074 | 0.72 | 347.3103
DK_CA_Aarhus | . | S17 | . | T075 | 0.72 | 347.3103
DK_CA_Aarhus | . | S17 | . | T076 | 0.72 | 347.3103
DK_CA_Aarhus | . | S17 | . | T077 | 0.57 | 274.954
DK_CA_Aarhus | . | S17 | . | T078 | 0.42 | 202.5976
DK_CA_Aarhus | . | S17 | . | T079 | 0.3 | 144.7126
DK_CA_Aarhus | . | S17 | . | T080 | 0.12 | 57.885
DK_CA_Aarhus | . | S17 | . | T081 | 0.06 | 28.9425
DK_CA_Aarhus | . | S17 | . | T082 | 0.06 | 28.9425
DK_CA_Aarhus | . | S17 | . | T083 | 0.03 | 14.4713
DK_CA_Aarhus | . | S17 | . | T084 | 0 | 0
DK_CA_Aarhus | . | S17 | . | T085 | 0 | 0
DK_CA_Aarhus | . | S17 | . | T086 | 0.03 | 14.4713
DK_CA_Aarhus | . | S17 | . | T087 | 0.06 | 28.9425
DK_CA_Aarhus | . | S17 | . | T088 | 0.06 | 28.9425
DK_CA_Aarhus | . | S17 | . | T089 | 0.03 | 14.4713
DK_CA_Aarhus | . | S17 | . | T090 | 0.03 | 14.4713
DK_CA_Aarhus | . | S17 | . | T091 | 0 | 0
DK_CA_Aarhus | . | S17 | . | T092 | 0 | 0
DK_CA_Aarhus | . | S17 | . | T093 | 0 | 0
DK_CA_Aarhus | . | S17 | . | T094 | 0.03 | 14.4713
DK_CA_Aarhus | . | S17 | . | T095 | 0.12 | 57.885
DK_CA_Aarhus | . | S17 | . | T096 | 0.12 | 57.885
DK_CA_Aarhus | . | S17 | . | T097 | 0.19 | 91.6513
DK_CA_Aarhus | . | S17 | . | T098 | 0.12 | 57.885
DK_CA_Aarhus | . | S17 | . | T099 | 0.12 | 57.885
DK_CA_Aarhus | . | S17 | . | T100 | 0.19 | 91.6513
DK_CA_Aarhus | . | S17 | . | T101 | 0.19 | 91.6513
DK_CA_Aarhus | . | S17 | . | T102 | 0.12 | 57.885
DK_CA_Aarhus | . | S17 | . | T103 | 0.06 | 28.9425
DK_CA_Aarhus | . | S17 | . | T104 | 0.03 | 14.4713
DK_CA_Aarhus | . | S17 | . | T105 | 0 | 0
DK_CA_Aarhus | . | S17 | . | T106 | 0 | 0
DK_CA_Aarhus | . | S17 | . | T107 | 0 | 0
DK_CA_Aarhus | . | S17 | . | T108 | 0 | 0
DK_CA_Aarhus | . | S17 | . | T109 | 0 | 0
DK_CA_Aarhus | . | S17 | . | T110 | 0 | 0
DK_CA_Aarhus | . | S17 | . | T111 | 0 | 0
DK_CA_Aarhus | . | S17 | . | T112 | 0 | 0
DK_CA_Aarhus | . | S17 | . | T113 | 0.03 | 14.4713
DK_CA_Aarhus | . | S17 | . | T114 | 0.03 | 14.4713
DK_CA_Aarhus | . | S17 | . | T115 | 0 | 0
DK_CA_Aarhus | . | S17 | . | T116 | 0.03 | 14.4713
DK_CA_Aarhus | . | S17 | . | T117 | 0.06 | 28.9425
DK_CA_Aarhus | . | S17 | . | T118 | 0.06 | 28.9425
DK_CA_Aarhus | . | S17 | . | T119 | 0.06 | 28.9425
DK_CA_Aarhus | . | S17 | . | T120 | 0.06 | 28.9425
DK_CA_Aarhus | . | S17 | . | T121 | 0.06 | 28.9425
DK_CA_Aarhus | . | S17 | . | T122 | 0.06 | 28.9425
DK_CA_Aarhus | . | S17 | . | T123 | 0.06 | 28.9425
DK_CA_Aarhus | . | S17 | . | T124 | 0.06 | 28.9425
DK_CA_Aarhus | . | S17 | . | T125 | 0.06 | 28.9425
DK_CA_Aarhus | . | S17 | . | T126 | 0.03 | 14.4713
DK_CA_Aarhus | . | S17 | . | T127 | 0.03 | 14.4713
DK_CA_Aarhus | . | S17 | . | T128 | 0.03 | 14.4713
DK_CA_Aarhus | . | S17 | . | T129 | 0.03 | 14.4713
DK_CA_Aarhus | . | S17 | . | T130 | 0.03 | 14.4713
DK_CA_Aarhus | . | S17 | . | T131 | 0 | 0
DK_CA_Aarhus | . | S17 | . | T132 | 0 | 0
DK_CA_Aarhus | . | S17 | . | T133 | 0 | 0
DK_CA_Aarhus | . | S17 | . | T134 | 0.06 | 28.9425
DK_CA_Aarhus | . | S17 | . | T135 | 0.06 | 28.9425
DK_CA_Aarhus | . | S17 | . | T136 | 0.06 | 28.9425
DK_CA_Aarhus | . | S17 | . | T137 | 0.06 | 28.9425
DK_CA_Aarhus | . | S17 | . | T138 | 0.03 | 14.4713
DK_CA_Aarhus | . | S17 | . | T139 | 0.03 | 14.4713
DK_CA_Aarhus | . | S17 | . | T140 | 0.03 | 14.4713
DK_CA_Aarhus | . | S17 | . | T141 | 0.03 | 14.4713
DK_CA_Aarhus | . | S17 | . | T142 | 0 | 0
DK_CA_Aarhus | . | S17 | . | T143 | 0 | 0
DK_CA_Aarhus | . | S17 | . | T144 | 0 | 0
DK_CA_Aarhus | . | S17 | . | T145 | 0 | 0
DK_CA_Aarhus | . | S17 | . | T146 | 0 | 0
DK_CA_Aarhus | . | S17 | . | T147 | 0 | 0
DK_CA_Aarhus | . | S17 | . | T148 | 0 | 0
DK_CA_Aarhus | . | S17 | . | T149 | 0 | 0
DK_CA_Aarhus | . | S17 | . | T150 | 0.03 | 14.4713
DK_CA_Aarhus | . | S17 | . | T151 | 0.06 | 28.9425
DK_CA_Aarhus | . | S17 | . | T152 | 0.19 | 91.6513
DK_CA_Aarhus | . | S17 | . | T153 | 0.19 | 91.6513
DK_CA_Aarhus | . | S17 | . | T154 | 0.12 | 57.885
DK_CA_Aarhus | . | S17 | . | T155 | 0.19 | 91.6513
DK_CA_Aarhus | . | S17 | . | T156 | 0.3 | 144.7126
DK_CA_Aarhus | . | S17 | . | T157 | 0.57 | 274.954
DK_CA_Aarhus | . | S17 | . | T158 | 0.72 | 347.3103
DK_CA_Aarhus | . | S17 | . | T159 | 0.85 | 410.0191
DK_CA_Aarhus | . | S17 | . | T160 | 0.72 | 347.3103
DK_CA_Aarhus | . | S17 | . | T161 | 0.42 | 202.5976
DK_CA_Aarhus | . | S17 | . | T162 | 0.3 | 144.7126
DK_CA_Aarhus | . | S17 | . | T163 | 0.42 | 202.5976
DK_CA_Aarhus | . | S17 | . | T164 | 0.42 | 202.5976
DK_CA_Aarhus | . | S17 | . | T165 | 0.42 | 202.5976
DK_CA_Aarhus | . | S17 | . | T166 | 0.42 | 202.5976
DK_CA_Aarhus | . | S17 | . | T167 | 0.42 | 202.5976
DK_CA_Aarhus | . | S17 | . | T168 | 0.42 | 202.5976
DK_CA_Aarhus | . | S18 | . | T001 | 0.42 | 202.5976
DK_CA_Aarhus | . | S18 | . | T002 | 0.42 | 202.5976
DK_CA_Aarhus | . | S18 | . | T003 | 0.42 | 202.5976
DK_CA_Aarhus | . | S18 | . | T004 | 0.42 | 202.5976
DK_CA_Aarhus | . | S18 | . | T005 | 0.3 | 144.7126
DK_CA_Aarhus | . | S18 | . | T006 | 0.3 | 144.7126
DK_CA_Aarhus | . | S18 | . | T007 | 0.3 | 144.7126
DK_CA_Aarhus | . | S18 | . | T008 | 0.3 | 144.7126
DK_CA_Aarhus | . | S18 | . | T009 | 0.19 | 91.6513
DK_CA_Aarhus | . | S18 | . | T010 | 0.3 | 144.7126
DK_CA_Aarhus | . | S18 | . | T011 | 0.3 | 144.7126
DK_CA_Aarhus | . | S18 | . | T012 | 0.3 | 144.7126
DK_CA_Aarhus | . | S18 | . | T013 | 0.3 | 144.7126
DK_CA_Aarhus | . | S18 | . | T014 | 0.19 | 91.6513
DK_CA_Aarhus | . | S18 | . | T015 | 0.19 | 91.6513
DK_CA_Aarhus | . | S18 | . | T016 | 0.12 | 57.885
DK_CA_Aarhus | . | S18 | . | T017 | 0.03 | 14.4713
DK_CA_Aarhus | . | S18 | . | T018 | 0 | 0
DK_CA_Aarhus | . | S18 | . | T019 | 0 | 0
DK_CA_Aarhus | . | S18 | . | T020 | 0 | 0
DK_CA_Aarhus | . | S18 | . | T021 | 0 | 0
DK_CA_Aarhus | . | S18 | . | T022 | 0.03 | 14.4713
DK_CA_Aarhus | . | S18 | . | T023 | 0.12 | 57.885
DK_CA_Aarhus | . | S18 | . | T024 | 0.3 | 144.7126
DK_CA_Aarhus | . | S18 | . | T025 | 0.3 | 144.7126
DK_CA_Aarhus | . | S18 | . | T026 | 0.3 | 144.7126
DK_CA_Aarhus | . | S18 | . | T027 | 0.42 | 202.5976
DK_CA_Aarhus | . | S18 | . | T028 | 0.57 | 274.954
DK_CA_Aarhus | . | S18 | . | T029 | 0.57 | 274.954
DK_CA_Aarhus | . | S18 | . | T030 | 0.57 | 274.954
DK_CA_Aarhus | . | S18 | . | T031 | 0.42 | 202.5976
DK_CA_Aarhus | . | S18 | . | T032 | 0.3 | 144.7126
DK_CA_Aarhus | . | S18 | . | T033 | 0.3 | 144.7126
DK_CA_Aarhus | . | S18 | . | T034 | 0.3 | 144.7126
DK_CA_Aarhus | . | S18 | . | T035 | 0.19 | 91.6513
DK_CA_Aarhus | . | S18 | . | T036 | 0.19 | 91.6513
DK_CA_Aarhus | . | S18 | . | T037 | 0.12 | 57.885
DK_CA_Aarhus | . | S18 | . | T038 | 0.12 | 57.885
DK_CA_Aarhus | . | S18 | . | T039 | 0.06 | 28.9425
DK_CA_Aarhus | . | S18 | . | T040 | 0 | 0
DK_CA_Aarhus | . | S18 | . | T041 | 0 | 0
DK_CA_Aarhus | . | S18 | . | T042 | 0.03 | 14.4713
DK_CA_Aarhus | . | S18 | . | T043 | 0.06 | 28.9425
DK_CA_Aarhus | . | S18 | . | T044 | 0.06 | 28.9425
DK_CA_Aarhus | . | S18 | . | T045 | 0.06 | 28.9425
DK_CA_Aarhus | . | S18 | . | T046 | 0.06 | 28.9425
DK_CA_Aarhus | . | S18 | . | T047 | 0.06 | 28.9425
DK_CA_Aarhus | . | S18 | . | T048 | 0.12 | 57.885
DK_CA_Aarhus | . | S18 | . | T049 | 0.12 | 57.885
DK_CA_Aarhus | . | S18 | . | T050 | 0.12 | 57.885
DK_CA_Aarhus | . | S18 | . | T051 | 0.12 | 57.885
DK_CA_Aarhus | . | S18 | . | T052 | 0.19 | 91.6513
DK_CA_Aarhus | . | S18 | . | T053 | 0.12 | 57.885
DK_CA_Aarhus | . | S18 | . | T054 | 0.19 | 91.6513
DK_CA_Aarhus | . | S18 | . | T055 | 0.12 | 57.885
DK_CA_Aarhus | . | S18 | . | T056 | 0.12 | 57.885
DK_CA_Aarhus | . | S18 | . | T057 | 0.12 | 57.885
DK_CA_Aarhus | . | S18 | . | T058 | 0.19 | 91.6513
DK_CA_Aarhus | . | S18 | . | T059 | 0.19 | 91.6513
DK_CA_Aarhus | . | S18 | . | T060 | 0.12 | 57.885
DK_CA_Aarhus | . | S18 | . | T061 | 0.19 | 91.6513
DK_CA_Aarhus | . | S18 | . | T062 | 0.19 | 91.6513
DK_CA_Aarhus | . | S18 | . | T063 | 0.19 | 91.6513
DK_CA_Aarhus | . | S18 | . | T064 | 0.19 | 91.6513
DK_CA_Aarhus | . | S18 | . | T065 | 0.19 | 91.6513
DK_CA_Aarhus | . | S18 | . | T066 | 0.19 | 91.6513
DK_CA_Aarhus | . | S18 | . | T067 | 0.12 | 57.885
DK_CA_Aarhus | . | S18 | . | T068 | 0.12 | 57.885
DK_CA_Aarhus | . | S18 | . | T069 | 0.12 | 57.885
DK_CA_Aarhus | . | S18 | . | T070 | 0.12 | 57.885
DK_CA_Aarhus | . | S18 | . | T071 | 0.12 | 57.885
DK_CA_Aarhus | . | S18 | . | T072 | 0.12 | 57.885
DK_CA_Aarhus | . | S18 | . | T073 | 0.12 | 57.885
DK_CA_Aarhus | . | S18 | . | T074 | 0.12 | 57.885
DK_CA_Aarhus | . | S18 | . | T075 | 0.06 | 28.9425
DK_CA_Aarhus | . | S18 | . | T076 | 0.06 | 28.9425
DK_CA_Aarhus | . | S18 | . | T077 | 0.06 | 28.9425
DK_CA_Aarhus | . | S18 | . | T078 | 0 | 0
DK_CA_Aarhus | . | S18 | . | T079 | 0 | 0
DK_CA_Aarhus | . | S18 | . | T080 | 0 | 0
DK_CA_Aarhus | . | S18 | . | T081 | 0 | 0
DK_CA_Aarhus | . | S18 | . | T082 | 0 | 0
DK_CA_Aarhus | . | S18 | . | T083 | 0 | 0
DK_CA_Aarhus | . | S18 | . | T084 | 0 | 0
DK_CA_Aarhus | . | S18 | . | T085 | 0 | 0
DK_CA_Aarhus | . | S18 | . | T086 | 0 | 0
DK_CA_Aarhus | . | S18 | . | T087 | 0 | 0
DK_CA_Aarhus | . | S18 | . | T088 | 0 | 0
DK_CA_Aarhus | . | S18 | . | T089 | 0 | 0
DK_CA_Aarhus | . | S18 | . | T090 | 0 | 0
DK_CA_Aarhus | . | S18 | . | T091 | 0.03 | 14.4713
DK_CA_Aarhus | . | S18 | . | T092 | 0.12 | 57.885
DK_CA_Aarhus | . | S18 | . | T093 | 0.3 | 144.7126
DK_CA_Aarhus | . | S18 | . | T094 | 0.3 | 144.7126
DK_CA_Aarhus | . | S18 | . | T095 | 0.19 | 91.6513
DK_CA_Aarhus | . | S18 | . | T096 | 0.12 | 57.885
DK_CA_Aarhus | . | S18 | . | T097 | 0.12 | 57.885
DK_CA_Aarhus | . | S18 | . | T098 | 0.12 | 57.885
DK_CA_Aarhus | . | S18 | . | T099 | 0.12 | 57.885
DK_CA_Aarhus | . | S18 | . | T100 | 0.12 | 57.885
DK_CA_Aarhus | . | S18 | . | T101 | 0.06 | 28.9425
DK_CA_Aarhus | . | S18 | . | T102 | 0.06 | 28.9425
DK_CA_Aarhus | . | S18 | . | T103 | 0.03 | 14.4713
DK_CA_Aarhus | . | S18 | . | T104 | 0.03 | 14.4713
DK_CA_Aarhus | . | S18 | . | T105 | 0.06 | 28.9425
DK_CA_Aarhus | . | S18 | . | T106 | 0.03 | 14.4713
DK_CA_Aarhus | . | S18 | . | T107 | 0.06 | 28.9425
DK_CA_Aarhus | . | S18 | . | T108 | 0.12 | 57.885
DK_CA_Aarhus | . | S18 | . | T109 | 0.12 | 57.885
DK_CA_Aarhus | . | S18 | . | T110 | 0.12 | 57.885
DK_CA_Aarhus | . | S18 | . | T111 | 0.19 | 91.6513
DK_CA_Aarhus | . | S18 | . | T112 | 0.19 | 91.6513
DK_CA_Aarhus | . | S18 | . | T113 | 0.3 | 144.7126
DK_CA_Aarhus | . | S18 | . | T114 | 0.57 | 274.954
DK_CA_Aarhus | . | S18 | . | T115 | 0.72 | 347.3103
DK_CA_Aarhus | . | S18 | . | T116 | 0.72 | 347.3103
DK_CA_Aarhus | . | S18 | . | T117 | 0.57 | 274.954
DK_CA_Aarhus | . | S18 | . | T118 | 0.57 | 274.954
DK_CA_Aarhus | . | S18 | . | T119 | 0.57 | 274.954
DK_CA_Aarhus | . | S18 | . | T120 | 0.42 | 202.5976
DK_CA_Aarhus | . | S18 | . | T121 | 0.3 | 144.7126
DK_CA_Aarhus | . | S18 | . | T122 | 0.3 | 144.7126
DK_CA_Aarhus | . | S18 | . | T123 | 0.19 | 91.6513
DK_CA_Aarhus | . | S18 | . | T124 | 0.12 | 57.885
DK_CA_Aarhus | . | S18 | . | T125 | 0.12 | 57.885
DK_CA_Aarhus | . | S18 | . | T126 | 0.12 | 57.885
DK_CA_Aarhus | . | S18 | . | T127 | 0.06 | 28.9425
DK_CA_Aarhus | . | S18 | . | T128 | 0.06 | 28.9425
DK_CA_Aarhus | . | S18 | . | T129 | 0.06 | 28.9425
DK_CA_Aarhus | . | S18 | . | T130 | 0.06 | 28.9425
DK_CA_Aarhus | . | S18 | . | T131 | 0.06 | 28.9425
DK_CA_Aarhus | . | S18 | . | T132 | 0.12 | 57.885
DK_CA_Aarhus | . | S18 | . | T133 | 0.19 | 91.6513
DK_CA_Aarhus | . | S18 | . | T134 | 0.19 | 91.6513
DK_CA_Aarhus | . | S18 | . | T135 | 0.19 | 91.6513
DK_CA_Aarhus | . | S18 | . | T136 | 0.19 | 91.6513
DK_CA_Aarhus | . | S18 | . | T137 | 0.19 | 91.6513
DK_CA_Aarhus | . | S18 | . | T138 | 0.19 | 91.6513
DK_CA_Aarhus | . | S18 | . | T139 | 0.3 | 144.7126
DK_CA_Aarhus | . | S18 | . | T140 | 0.19 | 91.6513
DK_CA_Aarhus | . | S18 | . | T141 | 0.19 | 91.6513
DK_CA_Aarhus | . | S18 | . | T142 | 0.19 | 91.6513
DK_CA_Aarhus | . | S18 | . | T143 | 0.19 | 91.6513
DK_CA_Aarhus | . | S18 | . | T144 | 0.3 | 144.7126
DK_CA_Aarhus | . | S18 | . | T145 | 0.3 | 144.7126
DK_CA_Aarhus | . | S18 | . | T146 | 0.3 | 144.7126
DK_CA_Aarhus | . | S18 | . | T147 | 0.3 | 144.7126
DK_CA_Aarhus | . | S18 | . | T148 | 0.3 | 144.7126
DK_CA_Aarhus | . | S18 | . | T149 | 0.3 | 144.7126
DK_CA_Aarhus | . | S18 | . | T150 | 0.3 | 144.7126
DK_CA_Aarhus | . | S18 | . | T151 | 0.12 | 57.885
DK_CA_Aarhus | . | S18 | . | T152 | 0.03 | 14.4713
DK_CA_Aarhus | . | S18 | . | T153 | 0.03 | 14.4713
DK_CA_Aarhus | . | S18 | . | T154 | 0.03 | 14.4713
DK_CA_Aarhus | . | S18 | . | T155 | 0.06 | 28.9425
DK_CA_Aarhus | . | S18 | . | T156 | 0.06 | 28.9425
DK_CA_Aarhus | . | S18 | . | T157 | 0.12 | 57.885
DK_CA_Aarhus | . | S18 | . | T158 | 0.12 | 57.885
DK_CA_Aarhus | . | S18 | . | T159 | 0.12 | 57.885
DK_CA_Aarhus | . | S18 | . | T160 | 0.12 | 57.885
DK_CA_Aarhus | . | S18 | . | T161 | 0.19 | 91.6513
DK_CA_Aarhus | . | S18 | . | T162 | 0.3 | 144.7126
DK_CA_Aarhus | . | S18 | . | T163 | 0.42 | 202.5976
DK_CA_Aarhus | . | S18 | . | T164 | 0.42 | 202.5976
DK_CA_Aarhus | . | S18 | . | T165 | 0.42 | 202.5976
DK_CA_Aarhus | . | S18 | . | T166 | 0.3 | 144.7126
DK_CA_Aarhus | . | S18 | . | T167 | 0.3 | 144.7126
DK_CA_Aarhus | . | S18 | . | T168 | 0.42 | 202.5976
DK_CA_Aarhus | . | S19 | . | T001 | 0.42 | 202.5976
DK_CA_Aarhus | . | S19 | . | T002 | 0.57 | 274.954
DK_CA_Aarhus | . | S19 | . | T003 | 0.42 | 202.5976
DK_CA_Aarhus | . | S19 | . | T004 | 0.42 | 202.5976
DK_CA_Aarhus | . | S19 | . | T005 | 0.57 | 274.954
DK_CA_Aarhus | . | S19 | . | T006 | 0.57 | 274.954
DK_CA_Aarhus | . | S19 | . | T007 | 0.3 | 144.7126
DK_CA_Aarhus | . | S19 | . | T008 | 0.3 | 144.7126
DK_CA_Aarhus | . | S19 | . | T009 | 0.3 | 144.7126
DK_CA_Aarhus | . | S19 | . | T010 | 0.42 | 202.5976
DK_CA_Aarhus | . | S19 | . | T011 | 0.42 | 202.5976
DK_CA_Aarhus | . | S19 | . | T012 | 0.42 | 202.5976
DK_CA_Aarhus | . | S19 | . | T013 | 0.42 | 202.5976
DK_CA_Aarhus | . | S19 | . | T014 | 0.42 | 202.5976
DK_CA_Aarhus | . | S19 | . | T015 | 0.42 | 202.5976
DK_CA_Aarhus | . | S19 | . | T016 | 0.3 | 144.7126
DK_CA_Aarhus | . | S19 | . | T017 | 0.42 | 202.5976
DK_CA_Aarhus | . | S19 | . | T018 | 0.42 | 202.5976
DK_CA_Aarhus | . | S19 | . | T019 | 0.42 | 202.5976
DK_CA_Aarhus | . | S19 | . | T020 | 0.42 | 202.5976
DK_CA_Aarhus | . | S19 | . | T021 | 0.42 | 202.5976
DK_CA_Aarhus | . | S19 | . | T022 | 0.42 | 202.5976
DK_CA_Aarhus | . | S19 | . | T023 | 0.42 | 202.5976
DK_CA_Aarhus | . | S19 | . | T024 | 0.42 | 202.5976
DK_CA_Aarhus | . | S19 | . | T025 | 0.42 | 202.5976
DK_CA_Aarhus | . | S19 | . | T026 | 0.42 | 202.5976
DK_CA_Aarhus | . | S19 | . | T027 | 0.42 | 202.5976
DK_CA_Aarhus | . | S19 | . | T028 | 0.42 | 202.5976
DK_CA_Aarhus | . | S19 | . | T029 | 0.3 | 144.7126
DK_CA_Aarhus | . | S19 | . | T030 | 0.3 | 144.7126
DK_CA_Aarhus | . | S19 | . | T031 | 0.3 | 144.7126
DK_CA_Aarhus | . | S19 | . | T032 | 0.19 | 91.6513
DK_CA_Aarhus | . | S19 | . | T033 | 0.19 | 91.6513
DK_CA_Aarhus | . | S19 | . | T034 | 0.19 | 91.6513
DK_CA_Aarhus | . | S19 | . | T035 | 0.12 | 57.885
DK_CA_Aarhus | . | S19 | . | T036 | 0.06 | 28.9425
DK_CA_Aarhus | . | S19 | . | T037 | 0.06 | 28.9425
DK_CA_Aarhus | . | S19 | . | T038 | 0.03 | 14.4713
DK_CA_Aarhus | . | S19 | . | T039 | 0.03 | 14.4713
DK_CA_Aarhus | . | S19 | . | T040 | 0.03 | 14.4713
DK_CA_Aarhus | . | S19 | . | T041 | 0.03 | 14.4713
DK_CA_Aarhus | . | S19 | . | T042 | 0.03 | 14.4713
DK_CA_Aarhus | . | S19 | . | T043 | 0 | 0
DK_CA_Aarhus | . | S19 | . | T044 | 0 | 0
DK_CA_Aarhus | . | S19 | . | T045 | 0 | 0
DK_CA_Aarhus | . | S19 | . | T046 | 0 | 0
DK_CA_Aarhus | . | S19 | . | T047 | 0 | 0
DK_CA_Aarhus | . | S19 | . | T048 | 0 | 0
DK_CA_Aarhus | . | S19 | . | T049 | 0 | 0
DK_CA_Aarhus | . | S19 | . | T050 | 0 | 0
DK_CA_Aarhus | . | S19 | . | T051 | 0 | 0
DK_CA_Aarhus | . | S19 | . | T052 | 0 | 0
DK_CA_Aarhus | . | S19 | . | T053 | 0.03 | 14.4713
DK_CA_Aarhus | . | S19 | . | T054 | 0.06 | 28.9425
DK_CA_Aarhus | . | S19 | . | T055 | 0.03 | 14.4713
DK_CA_Aarhus | . | S19 | . | T056 | 0.03 | 14.4713
DK_CA_Aarhus | . | S19 | . | T057 | 0.03 | 14.4713
DK_CA_Aarhus | . | S19 | . | T058 | 0 | 0
DK_CA_Aarhus | . | S19 | . | T059 | 0 | 0
DK_CA_Aarhus | . | S19 | . | T060 | 0.06 | 28.9425
DK_CA_Aarhus | . | S19 | . | T061 | 0.12 | 57.885
DK_CA_Aarhus | . | S19 | . | T062 | 0.12 | 57.885
DK_CA_Aarhus | . | S19 | . | T063 | 0.12 | 57.885
DK_CA_Aarhus | . | S19 | . | T064 | 0.12 | 57.885
DK_CA_Aarhus | . | S19 | . | T065 | 0.12 | 57.885
DK_CA_Aarhus | . | S19 | . | T066 | 0.12 | 57.885
DK_CA_Aarhus | . | S19 | . | T067 | 0.12 | 57.885
DK_CA_Aarhus | . | S19 | . | T068 | 0.12 | 57.885
DK_CA_Aarhus | . | S19 | . | T069 | 0.19 | 91.6513
DK_CA_Aarhus | . | S19 | . | T070 | 0.19 | 91.6513
DK_CA_Aarhus | . | S19 | . | T071 | 0.12 | 57.885
DK_CA_Aarhus | . | S19 | . | T072 | 0.12 | 57.885
DK_CA_Aarhus | . | S19 | . | T073 | 0.06 | 28.9425
DK_CA_Aarhus | . | S19 | . | T074 | 0.03 | 14.4713
DK_CA_Aarhus | . | S19 | . | T075 | 0 | 0
DK_CA_Aarhus | . | S19 | . | T076 | 0.03 | 14.4713
DK_CA_Aarhus | . | S19 | . | T077 | 0.06 | 28.9425
DK_CA_Aarhus | . | S19 | . | T078 | 0.12 | 57.885
DK_CA_Aarhus | . | S19 | . | T079 | 0.19 | 91.6513
DK_CA_Aarhus | . | S19 | . | T080 | 0.06 | 28.9425
DK_CA_Aarhus | . | S19 | . | T081 | 0.03 | 14.4713
DK_CA_Aarhus | . | S19 | . | T082 | 0.03 | 14.4713
DK_CA_Aarhus | . | S19 | . | T083 | 0.03 | 14.4713
DK_CA_Aarhus | . | S19 | . | T084 | 0.06 | 28.9425
DK_CA_Aarhus | . | S19 | . | T085 | 0.06 | 28.9425
DK_CA_Aarhus | . | S19 | . | T086 | 0.12 | 57.885
DK_CA_Aarhus | . | S19 | . | T087 | 0.12 | 57.885
DK_CA_Aarhus | . | S19 | . | T088 | 0.12 | 57.885
DK_CA_Aarhus | . | S19 | . | T089 | 0.12 | 57.885
DK_CA_Aarhus | . | S19 | . | T090 | 0.12 | 57.885
DK_CA_Aarhus | . | S19 | . | T091 | 0.12 | 57.885
DK_CA_Aarhus | . | S19 | . | T092 | 0.12 | 57.885
DK_CA_Aarhus | . | S19 | . | T093 | 0.12 | 57.885
DK_CA_Aarhus | . | S19 | . | T094 | 0.12 | 57.885
DK_CA_Aarhus | . | S19 | . | T095 | 0.12 | 57.885
DK_CA_Aarhus | . | S19 | . | T096 | 0.12 | 57.885
DK_CA_Aarhus | . | S19 | . | T097 | 0.12 | 57.885
DK_CA_Aarhus | . | S19 | . | T098 | 0.12 | 57.885
DK_CA_Aarhus | . | S19 | . | T099 | 0.06 | 28.9425
DK_CA_Aarhus | . | S19 | . | T100 | 0.06 | 28.9425
DK_CA_Aarhus | . | S19 | . | T101 | 0.06 | 28.9425
DK_CA_Aarhus | . | S19 | . | T102 | 0.06 | 28.9425
DK_CA_Aarhus | . | S19 | . | T103 | 0.06 | 28.9425
DK_CA_Aarhus | . | S19 | . | T104 | 0.03 | 14.4713
DK_CA_Aarhus | . | S19 | . | T105 | 0 | 0
DK_CA_Aarhus | . | S19 | . | T106 | 0 | 0
DK_CA_Aarhus | . | S19 | . | T107 | 0 | 0
DK_CA_Aarhus | . | S19 | . | T108 | 0 | 0
DK_CA_Aarhus | . | S19 | . | T109 | 0 | 0
DK_CA_Aarhus | . | S19 | . | T110 | 0 | 0
DK_CA_Aarhus | . | S19 | . | T111 | 0 | 0
DK_CA_Aarhus | . | S19 | . | T112 | 0.03 | 14.4713
DK_CA_Aarhus | . | S19 | . | T113 | 0.03 | 14.4713
DK_CA_Aarhus | . | S19 | . | T114 | 0.03 | 14.4713
DK_CA_Aarhus | . | S19 | . | T115 | 0.12 | 57.885
DK_CA_Aarhus | . | S19 | . | T116 | 0.19 | 91.6513
DK_CA_Aarhus | . | S19 | . | T117 | 0.19 | 91.6513
DK_CA_Aarhus | . | S19 | . | T118 | 0.19 | 91.6513
DK_CA_Aarhus | . | S19 | . | T119 | 0.19 | 91.6513
DK_CA_Aarhus | . | S19 | . | T120 | 0.19 | 91.6513
DK_CA_Aarhus | . | S19 | . | T121 | 0.19 | 91.6513
DK_CA_Aarhus | . | S19 | . | T122 | 0.19 | 91.6513
DK_CA_Aarhus | . | S19 | . | T123 | 0.19 | 91.6513
DK_CA_Aarhus | . | S19 | . | T124 | 0.12 | 57.885
DK_CA_Aarhus | . | S19 | . | T125 | 0.12 | 57.885
DK_CA_Aarhus | . | S19 | . | T126 | 0.12 | 57.885
DK_CA_Aarhus | . | S19 | . | T127 | 0.12 | 57.885
DK_CA_Aarhus | . | S19 | . | T128 | 0.03 | 14.4713
DK_CA_Aarhus | . | S19 | . | T129 | 0.03 | 14.4713
DK_CA_Aarhus | . | S19 | . | T130 | 0 | 0
DK_CA_Aarhus | . | S19 | . | T131 | 0 | 0
DK_CA_Aarhus | . | S19 | . | T132 | 0 | 0
DK_CA_Aarhus | . | S19 | . | T133 | 0.03 | 14.4713
DK_CA_Aarhus | . | S19 | . | T134 | 0.03 | 14.4713
DK_CA_Aarhus | . | S19 | . | T135 | 0.06 | 28.9425
DK_CA_Aarhus | . | S19 | . | T136 | 0.03 | 14.4713
DK_CA_Aarhus | . | S19 | . | T137 | 0.03 | 14.4713
DK_CA_Aarhus | . | S19 | . | T138 | 0.03 | 14.4713
DK_CA_Aarhus | . | S19 | . | T139 | 0.03 | 14.4713
DK_CA_Aarhus | . | S19 | . | T140 | 0.06 | 28.9425
DK_CA_Aarhus | . | S19 | . | T141 | 0.06 | 28.9425
DK_CA_Aarhus | . | S19 | . | T142 | 0.06 | 28.9425
DK_CA_Aarhus | . | S19 | . | T143 | 0.06 | 28.9425
DK_CA_Aarhus | . | S19 | . | T144 | 0.03 | 14.4713
DK_CA_Aarhus | . | S19 | . | T145 | 0.03 | 14.4713
DK_CA_Aarhus | . | S19 | . | T146 | 0.03 | 14.4713
DK_CA_Aarhus | . | S19 | . | T147 | 0.03 | 14.4713
DK_CA_Aarhus | . | S19 | . | T148 | 0.03 | 14.4713
DK_CA_Aarhus | . | S19 | . | T149 | 0.03 | 14.4713
DK_CA_Aarhus | . | S19 | . | T150 | 0.03 | 14.4713
DK_CA_Aarhus | . | S19 | . | T151 | 0.06 | 28.9425
DK_CA_Aarhus | . | S19 | . | T152 | 0 | 0
DK_CA_Aarhus | . | S19 | . | T153 | 0 | 0
DK_CA_Aarhus | . | S19 | . | T154 | 0 | 0
DK_CA_Aarhus | . | S19 | . | T155 | 0.03 | 14.4713
DK_CA_Aarhus | . | S19 | . | T156 | 0.03 | 14.4713
DK_CA_Aarhus | . | S19 | . | T157 | 0.06 | 28.9425
DK_CA_Aarhus | . | S19 | . | T158 | 0.06 | 28.9425
DK_CA_Aarhus | . | S19 | . | T159 | 0.06 | 28.9425
DK_CA_Aarhus | . | S19 | . | T160 | 0.06 | 28.9425
DK_CA_Aarhus | . | S19 | . | T161 | 0.03 | 14.4713
DK_CA_Aarhus | . | S19 | . | T162 | 0.03 | 14.4713
DK_CA_Aarhus | . | S19 | . | T163 | 0.03 | 14.4713
DK_CA_Aarhus | . | S19 | . | T164 | 0.03 | 14.4713
DK_CA_Aarhus | . | S19 | . | T165 | 0.03 | 14.4713
DK_CA_Aarhus | . | S19 | . | T166 | 0.06 | 28.9425
DK_CA_Aarhus | . | S19 | . | T167 | 0.06 | 28.9425
DK_CA_Aarhus | . | S19 | . | T168 | 0.06 | 28.9425
DK_CA_Aarhus | . | S20 | . | T001 | 0.12 | 57.885
DK_CA_Aarhus | . | S20 | . | T002 | 0.12 | 57.885
DK_CA_Aarhus | . | S20 | . | T003 | 0.12 | 57.885
DK_CA_Aarhus | . | S20 | . | T004 | 0.12 | 57.885
DK_CA_Aarhus | . | S20 | . | T005 | 0.12 | 57.885
DK_CA_Aarhus | . | S20 | . | T006 | 0.19 | 91.6513
DK_CA_Aarhus | . | S20 | . | T007 | 0.12 | 57.885
DK_CA_Aarhus | . | S20 | . | T008 | 0.06 | 28.9425
DK_CA_Aarhus | . | S20 | . | T009 | 0.06 | 28.9425
DK_CA_Aarhus | . | S20 | . | T010 | 0.06 | 28.9425
DK_CA_Aarhus | . | S20 | . | T011 | 0.06 | 28.9425
DK_CA_Aarhus | . | S20 | . | T012 | 0.06 | 28.9425
DK_CA_Aarhus | . | S20 | . | T013 | 0.12 | 57.885
DK_CA_Aarhus | . | S20 | . | T014 | 0.12 | 57.885
DK_CA_Aarhus | . | S20 | . | T015 | 0.12 | 57.885
DK_CA_Aarhus | . | S20 | . | T016 | 0.12 | 57.885
DK_CA_Aarhus | . | S20 | . | T017 | 0.06 | 28.9425
DK_CA_Aarhus | . | S20 | . | T018 | 0.06 | 28.9425
DK_CA_Aarhus | . | S20 | . | T019 | 0.06 | 28.9425
DK_CA_Aarhus | . | S20 | . | T020 | 0.06 | 28.9425
DK_CA_Aarhus | . | S20 | . | T021 | 0.06 | 28.9425
DK_CA_Aarhus | . | S20 | . | T022 | 0.06 | 28.9425
DK_CA_Aarhus | . | S20 | . | T023 | 0.12 | 57.885
DK_CA_Aarhus | . | S20 | . | T024 | 0.12 | 57.885
DK_CA_Aarhus | . | S20 | . | T025 | 0.12 | 57.885
DK_CA_Aarhus | . | S20 | . | T026 | 0.19 | 91.6513
DK_CA_Aarhus | . | S20 | . | T027 | 0.19 | 91.6513
DK_CA_Aarhus | . | S20 | . | T028 | 0.19 | 91.6513
DK_CA_Aarhus | . | S20 | . | T029 | 0.19 | 91.6513
DK_CA_Aarhus | . | S20 | . | T030 | 0.12 | 57.885
DK_CA_Aarhus | . | S20 | . | T031 | 0.06 | 28.9425
DK_CA_Aarhus | . | S20 | . | T032 | 0.03 | 14.4713
DK_CA_Aarhus | . | S20 | . | T033 | 0.03 | 14.4713
DK_CA_Aarhus | . | S20 | . | T034 | 0 | 0
DK_CA_Aarhus | . | S20 | . | T035 | 0 | 0
DK_CA_Aarhus | . | S20 | . | T036 | 0.03 | 14.4713
DK_CA_Aarhus | . | S20 | . | T037 | 0.06 | 28.9425
DK_CA_Aarhus | . | S20 | . | T038 | 0.06 | 28.9425
DK_CA_Aarhus | . | S20 | . | T039 | 0.03 | 14.4713
DK_CA_Aarhus | . | S20 | . | T040 | 0.03 | 14.4713
DK_CA_Aarhus | . | S20 | . | T041 | 0 | 0
DK_CA_Aarhus | . | S20 | . | T042 | 0 | 0
DK_CA_Aarhus | . | S20 | . | T043 | 0 | 0
DK_CA_Aarhus | . | S20 | . | T044 | 0.03 | 14.4713
DK_CA_Aarhus | . | S20 | . | T045 | 0.06 | 28.9425
DK_CA_Aarhus | . | S20 | . | T046 | 0.12 | 57.885
DK_CA_Aarhus | . | S20 | . | T047 | 0.12 | 57.885
DK_CA_Aarhus | . | S20 | . | T048 | 0.12 | 57.885
DK_CA_Aarhus | . | S20 | . | T049 | 0.12 | 57.885
DK_CA_Aarhus | . | S20 | . | T050 | 0.06 | 28.9425
DK_CA_Aarhus | . | S20 | . | T051 | 0.06 | 28.9425
DK_CA_Aarhus | . | S20 | . | T052 | 0.03 | 14.4713
DK_CA_Aarhus | . | S20 | . | T053 | 0.03 | 14.4713
DK_CA_Aarhus | . | S20 | . | T054 | 0 | 0
DK_CA_Aarhus | . | S20 | . | T055 | 0.03 | 14.4713
DK_CA_Aarhus | . | S20 | . | T056 | 0.19 | 91.6513
DK_CA_Aarhus | . | S20 | . | T057 | 0.12 | 57.885
DK_CA_Aarhus | . | S20 | . | T058 | 0.12 | 57.885
DK_CA_Aarhus | . | S20 | . | T059 | 0.19 | 91.6513
DK_CA_Aarhus | . | S20 | . | T060 | 0.19 | 91.6513
DK_CA_Aarhus | . | S20 | . | T061 | 0.3 | 144.7126
DK_CA_Aarhus | . | S20 | . | T062 | 0.19 | 91.6513
DK_CA_Aarhus | . | S20 | . | T063 | 0.19 | 91.6513
DK_CA_Aarhus | . | S20 | . | T064 | 0.12 | 57.885
DK_CA_Aarhus | . | S20 | . | T065 | 0.12 | 57.885
DK_CA_Aarhus | . | S20 | . | T066 | 0.19 | 91.6513
DK_CA_Aarhus | . | S20 | . | T067 | 0.12 | 57.885
DK_CA_Aarhus | . | S20 | . | T068 | 0.19 | 91.6513
DK_CA_Aarhus | . | S20 | . | T069 | 0.19 | 91.6513
DK_CA_Aarhus | . | S20 | . | T070 | 0.19 | 91.6513
DK_CA_Aarhus | . | S20 | . | T071 | 0.12 | 57.885
DK_CA_Aarhus | . | S20 | . | T072 | 0.12 | 57.885
DK_CA_Aarhus | . | S20 | . | T073 | 0.12 | 57.885
DK_CA_Aarhus | . | S20 | . | T074 | 0.12 | 57.885
DK_CA_Aarhus | . | S20 | . | T075 | 0.12 | 57.885
DK_CA_Aarhus | . | S20 | . | T076 | 0.06 | 28.9425
DK_CA_Aarhus | . | S20 | . | T077 | 0.06 | 28.9425
DK_CA_Aarhus | . | S20 | . | T078 | 0.06 | 28.9425
DK_CA_Aarhus | . | S20 | . | T079 | 0.12 | 57.885
DK_CA_Aarhus | . | S20 | . | T080 | 0.06 | 28.9425
DK_CA_Aarhus | . | S20 | . | T081 | 0.06 | 28.9425
DK_CA_Aarhus | . | S20 | . | T082 | 0.12 | 57.885
DK_CA_Aarhus | . | S20 | . | T083 | 0.3 | 144.7126
DK_CA_Aarhus | . | S20 | . | T084 | 0.19 | 91.6513
DK_CA_Aarhus | . | S20 | . | T085 | 0.19 | 91.6513
DK_CA_Aarhus | . | S20 | . | T086 | 0.19 | 91.6513
DK_CA_Aarhus | . | S20 | . | T087 | 0.19 | 91.6513
DK_CA_Aarhus | . | S20 | . | T088 | 0.19 | 91.6513
DK_CA_Aarhus | . | S20 | . | T089 | 0.19 | 91.6513
DK_CA_Aarhus | . | S20 | . | T090 | 0.19 | 91.6513
DK_CA_Aarhus | . | S20 | . | T091 | 0.12 | 57.885
DK_CA_Aarhus | . | S20 | . | T092 | 0.12 | 57.885
DK_CA_Aarhus | . | S20 | . | T093 | 0.12 | 57.885
DK_CA_Aarhus | . | S20 | . | T094 | 0.19 | 91.6513
DK_CA_Aarhus | . | S20 | . | T095 | 0.19 | 91.6513
DK_CA_Aarhus | . | S20 | . | T096 | 0.19 | 91.6513
DK_CA_Aarhus | . | S20 | . | T097 | 0.12 | 57.885
DK_CA_Aarhus | . | S20 | . | T098 | 0.12 | 57.885
DK_CA_Aarhus | . | S20 | . | T099 | 0.12 | 57.885
DK_CA_Aarhus | . | S20 | . | T100 | 0.12 | 57.885
DK_CA_Aarhus | . | S20 | . | T101 | 0.12 | 57.885
DK_CA_Aarhus | . | S20 | . | T102 | 0.19 | 91.6513
DK_CA_Aarhus | . | S20 | . | T103 | 0.19 | 91.6513
DK_CA_Aarhus | . | S20 | . | T104 | 0.12 | 57.885
DK_CA_Aarhus | . | S20 | . | T105 | 0.19 | 91.6513
DK_CA_Aarhus | . | S20 | . | T106 | 0.19 | 91.6513
DK_CA_Aarhus | . | S20 | . | T107 | 0.42 | 202.5976
DK_CA_Aarhus | . | S20 | . | T108 | 0.3 | 144.7126
DK_CA_Aarhus | . | S20 | . | T109 | 0.3 | 144.7126
DK_CA_Aarhus | . | S20 | . | T110 | 0.3 | 144.7126
DK_CA_Aarhus | . | S20 | . | T111 | 0.19 | 91.6513
DK_CA_Aarhus | . | S20 | . | T112 | 0.19 | 91.6513
DK_CA_Aarhus | . | S20 | . | T113 | 0.19 | 91.6513
DK_CA_Aarhus | . | S20 | . | T114 | 0.19 | 91.6513
DK_CA_Aarhus | . | S20 | . | T115 | 0.19 | 91.6513
DK_CA_Aarhus | . | S20 | . | T116 | 0.19 | 91.6513
DK_CA_Aarhus | . | S20 | . | T117 | 0.19 | 91.6513
DK_CA_Aarhus | . | S20 | . | T118 | 0.19 | 91.6513
DK_CA_Aarhus | . | S20 | . | T119 | 0.19 | 91.6513
DK_CA_Aarhus | . | S20 | . | T120 | 0.19 | 91.6513
DK_CA_Aarhus | . | S20 | . | T121 | 0.19 | 91.6513
DK_CA_Aarhus | . | S20 | . | T122 | 0.3 | 144.7126
DK_CA_Aarhus | . | S20 | . | T123 | 0.3 | 144.7126
DK_CA_Aarhus | . | S20 | . | T124 | 0.19 | 91.6513
DK_CA_Aarhus | . | S20 | . | T125 | 0.19 | 91.6513
DK_CA_Aarhus | . | S20 | . | T126 | 0.06 | 28.9425
DK_CA_Aarhus | . | S20 | . | T127 | 0 | 0
DK_CA_Aarhus | . | S20 | . | T128 | 0 | 0
DK_CA_Aarhus | . | S20 | . | T129 | 0.12 | 57.885
DK_CA_Aarhus | . | S20 | . | T130 | 0.19 | 91.6513
DK_CA_Aarhus | . | S20 | . | T131 | 0.3 | 144.7126
DK_CA_Aarhus | . | S20 | . | T132 | 0.42 | 202.5976
DK_CA_Aarhus | . | S20 | . | T133 | 0.57 | 274.954
DK_CA_Aarhus | . | S20 | . | T134 | 0.72 | 347.3103
DK_CA_Aarhus | . | S20 | . | T135 | 0.72 | 347.3103
DK_CA_Aarhus | . | S20 | . | T136 | 0.85 | 410.0191
DK_CA_Aarhus | . | S20 | . | T137 | 0.95 | 458.2566
DK_CA_Aarhus | . | S20 | . | T138 | 0.99 | 477.5516
DK_CA_Aarhus | . | S20 | . | T139 | 0.99 | 477.5516
DK_CA_Aarhus | . | S20 | . | T140 | 0.95 | 458.2566
DK_CA_Aarhus | . | S20 | . | T141 | 0.99 | 477.5516
DK_CA_Aarhus | . | S20 | . | T142 | 0.99 | 477.5516
DK_CA_Aarhus | . | S20 | . | T143 | 0.95 | 458.2566
DK_CA_Aarhus | . | S20 | . | T144 | 0.95 | 458.2566
DK_CA_Aarhus | . | S20 | . | T145 | 0.95 | 458.2566
DK_CA_Aarhus | . | S20 | . | T146 | 0.95 | 458.2566
DK_CA_Aarhus | . | S20 | . | T147 | 0.85 | 410.0191
DK_CA_Aarhus | . | S20 | . | T148 | 0.85 | 410.0191
DK_CA_Aarhus | . | S20 | . | T149 | 0.85 | 410.0191
DK_CA_Aarhus | . | S20 | . | T150 | 0.72 | 347.3103
DK_CA_Aarhus | . | S20 | . | T151 | 0.85 | 410.0191
DK_CA_Aarhus | . | S20 | . | T152 | 0.85 | 410.0191
DK_CA_Aarhus | . | S20 | . | T153 | 0.95 | 458.2566
DK_CA_Aarhus | . | S20 | . | T154 | 0.95 | 458.2566
DK_CA_Aarhus | . | S20 | . | T155 | 0.95 | 458.2566
DK_CA_Aarhus | . | S20 | . | T156 | 0.95 | 458.2566
DK_CA_Aarhus | . | S20 | . | T157 | 0.99 | 477.5516
DK_CA_Aarhus | . | S20 | . | T158 | 0.95 | 458.2566
DK_CA_Aarhus | . | S20 | . | T159 | 0.95 | 458.2566
DK_CA_Aarhus | . | S20 | . | T160 | 0.95 | 458.2566
DK_CA_Aarhus | . | S20 | . | T161 | 0.95 | 458.2566
DK_CA_Aarhus | . | S20 | . | T162 | 0.95 | 458.2566
DK_CA_Aarhus | . | S20 | . | T163 | 0.85 | 410.0191
DK_CA_Aarhus | . | S20 | . | T164 | 0.72 | 347.3103
DK_CA_Aarhus | . | S20 | . | T165 | 0.57 | 274.954
DK_CA_Aarhus | . | S20 | . | T166 | 0.57 | 274.954
DK_CA_Aarhus | . | S20 | . | T167 | 0.57 | 274.954
DK_CA_Aarhus | . | S20 | . | T168 | 0.42 | 202.5976
DK_CA_Aarhus | . | S21 | . | T001 | 0.42 | 202.5976
DK_CA_Aarhus | . | S21 | . | T002 | 0.42 | 202.5976
DK_CA_Aarhus | . | S21 | . | T003 | 0.42 | 202.5976
DK_CA_Aarhus | . | S21 | . | T004 | 0.42 | 202.5976
DK_CA_Aarhus | . | S21 | . | T005 | 0.42 | 202.5976
DK_CA_Aarhus | . | S21 | . | T006 | 0.3 | 144.7126
DK_CA_Aarhus | . | S21 | . | T007 | 0.3 | 144.7126
DK_CA_Aarhus | . | S21 | . | T008 | 0.3 | 144.7126
DK_CA_Aarhus | . | S21 | . | T009 | 0.3 | 144.7126
DK_CA_Aarhus | . | S21 | . | T010 | 0.42 | 202.5976
DK_CA_Aarhus | . | S21 | . | T011 | 0.42 | 202.5976
DK_CA_Aarhus | . | S21 | . | T012 | 0.57 | 274.954
DK_CA_Aarhus | . | S21 | . | T013 | 0.57 | 274.954
DK_CA_Aarhus | . | S21 | . | T014 | 0.42 | 202.5976
DK_CA_Aarhus | . | S21 | . | T015 | 0.42 | 202.5976
DK_CA_Aarhus | . | S21 | . | T016 | 0.42 | 202.5976
DK_CA_Aarhus | . | S21 | . | T017 | 0.42 | 202.5976
DK_CA_Aarhus | . | S21 | . | T018 | 0.42 | 202.5976
DK_CA_Aarhus | . | S21 | . | T019 | 0.42 | 202.5976
DK_CA_Aarhus | . | S21 | . | T020 | 0.42 | 202.5976
DK_CA_Aarhus | . | S21 | . | T021 | 0.42 | 202.5976
DK_CA_Aarhus | . | S21 | . | T022 | 0.42 | 202.5976
DK_CA_Aarhus | . | S21 | . | T023 | 0.42 | 202.5976
DK_CA_Aarhus | . | S21 | . | T024 | 0.42 | 202.5976
DK_CA_Aarhus | . | S21 | . | T025 | 0.3 | 144.7126
DK_CA_Aarhus | . | S21 | . | T026 | 0.3 | 144.7126
DK_CA_Aarhus | . | S21 | . | T027 | 0.3 | 144.7126
DK_CA_Aarhus | . | S21 | . | T028 | 0.19 | 91.6513
DK_CA_Aarhus | . | S21 | . | T029 | 0.19 | 91.6513
DK_CA_Aarhus | . | S21 | . | T030 | 0.19 | 91.6513
DK_CA_Aarhus | . | S21 | . | T031 | 0.12 | 57.885
DK_CA_Aarhus | . | S21 | . | T032 | 0.12 | 57.885
DK_CA_Aarhus | . | S21 | . | T033 | 0.06 | 28.9425
DK_CA_Aarhus | . | S21 | . | T034 | 0.03 | 14.4713
DK_CA_Aarhus | . | S21 | . | T035 | 0.03 | 14.4713
DK_CA_Aarhus | . | S21 | . | T036 | 0.03 | 14.4713
DK_CA_Aarhus | . | S21 | . | T037 | 0.03 | 14.4713
DK_CA_Aarhus | . | S21 | . | T038 | 0.06 | 28.9425
DK_CA_Aarhus | . | S21 | . | T039 | 0.06 | 28.9425
DK_CA_Aarhus | . | S21 | . | T040 | 0.12 | 57.885
DK_CA_Aarhus | . | S21 | . | T041 | 0.12 | 57.885
DK_CA_Aarhus | . | S21 | . | T042 | 0.12 | 57.885
DK_CA_Aarhus | . | S21 | . | T043 | 0.12 | 57.885
DK_CA_Aarhus | . | S21 | . | T044 | 0.06 | 28.9425
DK_CA_Aarhus | . | S21 | . | T045 | 0.12 | 57.885
DK_CA_Aarhus | . | S21 | . | T046 | 0.06 | 28.9425
DK_CA_Aarhus | . | S21 | . | T047 | 0.06 | 28.9425
DK_CA_Aarhus | . | S21 | . | T048 | 0.03 | 14.4713
DK_CA_Aarhus | . | S21 | . | T049 | 0 | 0
DK_CA_Aarhus | . | S21 | . | T050 | 0 | 0
DK_CA_Aarhus | . | S21 | . | T051 | 0 | 0
DK_CA_Aarhus | . | S21 | . | T052 | 0 | 0
DK_CA_Aarhus | . | S21 | . | T053 | 0 | 0
DK_CA_Aarhus | . | S21 | . | T054 | 0.03 | 14.4713
DK_CA_Aarhus | . | S21 | . | T055 | 0.03 | 14.4713
DK_CA_Aarhus | . | S21 | . | T056 | 0 | 0
DK_CA_Aarhus | . | S21 | . | T057 | 0.03 | 14.4713
DK_CA_Aarhus | . | S21 | . | T058 | 0.03 | 14.4713
DK_CA_Aarhus | . | S21 | . | T059 | 0 | 0
DK_CA_Aarhus | . | S21 | . | T060 | 0 | 0
DK_CA_Aarhus | . | S21 | . | T061 | 0 | 0
DK_CA_Aarhus | . | S21 | . | T062 | 0.03 | 14.4713
DK_CA_Aarhus | . | S21 | . | T063 | 0.03 | 14.4713
DK_CA_Aarhus | . | S21 | . | T064 | 0.06 | 28.9425
DK_CA_Aarhus | . | S21 | . | T065 | 0.06 | 28.9425
DK_CA_Aarhus | . | S21 | . | T066 | 0.06 | 28.9425
DK_CA_Aarhus | . | S21 | . | T067 | 0.06 | 28.9425
DK_CA_Aarhus | . | S21 | . | T068 | 0.06 | 28.9425
DK_CA_Aarhus | . | S21 | . | T069 | 0.12 | 57.885
DK_CA_Aarhus | . | S21 | . | T070 | 0.12 | 57.885
DK_CA_Aarhus | . | S21 | . | T071 | 0.12 | 57.885
DK_CA_Aarhus | . | S21 | . | T072 | 0.12 | 57.885
DK_CA_Aarhus | . | S21 | . | T073 | 0.12 | 57.885
DK_CA_Aarhus | . | S21 | . | T074 | 0.12 | 57.885
DK_CA_Aarhus | . | S21 | . | T075 | 0.12 | 57.885
DK_CA_Aarhus | . | S21 | . | T076 | 0.12 | 57.885
DK_CA_Aarhus | . | S21 | . | T077 | 0.12 | 57.885
DK_CA_Aarhus | . | S21 | . | T078 | 0.12 | 57.885
DK_CA_Aarhus | . | S21 | . | T079 | 0.12 | 57.885
DK_CA_Aarhus | . | S21 | . | T080 | 0.12 | 57.885
DK_CA_Aarhus | . | S21 | . | T081 | 0.06 | 28.9425
DK_CA_Aarhus | . | S21 | . | T082 | 0.12 | 57.885
DK_CA_Aarhus | . | S21 | . | T083 | 0.19 | 91.6513
DK_CA_Aarhus | . | S21 | . | T084 | 0.19 | 91.6513
DK_CA_Aarhus | . | S21 | . | T085 | 0.19 | 91.6513
DK_CA_Aarhus | . | S21 | . | T086 | 0.19 | 91.6513
DK_CA_Aarhus | . | S21 | . | T087 | 0.19 | 91.6513
DK_CA_Aarhus | . | S21 | . | T088 | 0.12 | 57.885
DK_CA_Aarhus | . | S21 | . | T089 | 0.12 | 57.885
DK_CA_Aarhus | . | S21 | . | T090 | 0.12 | 57.885
DK_CA_Aarhus | . | S21 | . | T091 | 0.12 | 57.885
DK_CA_Aarhus | . | S21 | . | T092 | 0.06 | 28.9425
DK_CA_Aarhus | . | S21 | . | T093 | 0.12 | 57.885
DK_CA_Aarhus | . | S21 | . | T094 | 0.12 | 57.885
DK_CA_Aarhus | . | S21 | . | T095 | 0.12 | 57.885
DK_CA_Aarhus | . | S21 | . | T096 | 0.19 | 91.6513
DK_CA_Aarhus | . | S21 | . | T097 | 0.19 | 91.6513
DK_CA_Aarhus | . | S21 | . | T098 | 0.3 | 144.7126
DK_CA_Aarhus | . | S21 | . | T099 | 0.3 | 144.7126
DK_CA_Aarhus | . | S21 | . | T100 | 0.3 | 144.7126
DK_CA_Aarhus | . | S21 | . | T101 | 0.19 | 91.6513
DK_CA_Aarhus | . | S21 | . | T102 | 0.12 | 57.885
DK_CA_Aarhus | . | S21 | . | T103 | 0.06 | 28.9425
DK_CA_Aarhus | . | S21 | . | T104 | 0.06 | 28.9425
DK_CA_Aarhus | . | S21 | . | T105 | 0.06 | 28.9425
DK_CA_Aarhus | . | S21 | . | T106 | 0.06 | 28.9425
DK_CA_Aarhus | . | S21 | . | T107 | 0.06 | 28.9425
DK_CA_Aarhus | . | S21 | . | T108 | 0.12 | 57.885
DK_CA_Aarhus | . | S21 | . | T109 | 0.19 | 91.6513
DK_CA_Aarhus | . | S21 | . | T110 | 0.19 | 91.6513
DK_CA_Aarhus | . | S21 | . | T111 | 0.19 | 91.6513
DK_CA_Aarhus | . | S21 | . | T112 | 0.19 | 91.6513
DK_CA_Aarhus | . | S21 | . | T113 | 0.19 | 91.6513
DK_CA_Aarhus | . | S21 | . | T114 | 0.19 | 91.6513
DK_CA_Aarhus | . | S21 | . | T115 | 0.19 | 91.6513
DK_CA_Aarhus | . | S21 | . | T116 | 0.12 | 57.885
DK_CA_Aarhus | . | S21 | . | T117 | 0.12 | 57.885
DK_CA_Aarhus | . | S21 | . | T118 | 0.12 | 57.885
DK_CA_Aarhus | . | S21 | . | T119 | 0.12 | 57.885
DK_CA_Aarhus | . | S21 | . | T120 | 0.12 | 57.885
DK_CA_Aarhus | . | S21 | . | T121 | 0.12 | 57.885
DK_CA_Aarhus | . | S21 | . | T122 | 0.06 | 28.9425
DK_CA_Aarhus | . | S21 | . | T123 | 0.03 | 14.4713
DK_CA_Aarhus | . | S21 | . | T124 | 0 | 0
DK_CA_Aarhus | . | S21 | . | T125 | 0.03 | 14.4713
DK_CA_Aarhus | . | S21 | . | T126 | 0.06 | 28.9425
DK_CA_Aarhus | . | S21 | . | T127 | 0.12 | 57.885
DK_CA_Aarhus | . | S21 | . | T128 | 0.03 | 14.4713
DK_CA_Aarhus | . | S21 | . | T129 | 0.03 | 14.4713
DK_CA_Aarhus | . | S21 | . | T130 | 0.03 | 14.4713
DK_CA_Aarhus | . | S21 | . | T131 | 0.03 | 14.4713
DK_CA_Aarhus | . | S21 | . | T132 | 0.06 | 28.9425
DK_CA_Aarhus | . | S21 | . | T133 | 0.06 | 28.9425
DK_CA_Aarhus | . | S21 | . | T134 | 0.12 | 57.885
DK_CA_Aarhus | . | S21 | . | T135 | 0.12 | 57.885
DK_CA_Aarhus | . | S21 | . | T136 | 0.12 | 57.885
DK_CA_Aarhus | . | S21 | . | T137 | 0.12 | 57.885
DK_CA_Aarhus | . | S21 | . | T138 | 0.06 | 28.9425
DK_CA_Aarhus | . | S21 | . | T139 | 0.06 | 28.9425
DK_CA_Aarhus | . | S21 | . | T140 | 0.12 | 57.885
DK_CA_Aarhus | . | S21 | . | T141 | 0.19 | 91.6513
DK_CA_Aarhus | . | S21 | . | T142 | 0.19 | 91.6513
DK_CA_Aarhus | . | S21 | . | T143 | 0.3 | 144.7126
DK_CA_Aarhus | . | S21 | . | T144 | 0.3 | 144.7126
DK_CA_Aarhus | . | S21 | . | T145 | 0.3 | 144.7126
DK_CA_Aarhus | . | S21 | . | T146 | 0.3 | 144.7126
DK_CA_Aarhus | . | S21 | . | T147 | 0.3 | 144.7126
DK_CA_Aarhus | . | S21 | . | T148 | 0.42 | 202.5976
DK_CA_Aarhus | . | S21 | . | T149 | 0.42 | 202.5976
DK_CA_Aarhus | . | S21 | . | T150 | 0.3 | 144.7126
DK_CA_Aarhus | . | S21 | . | T151 | 0.19 | 91.6513
DK_CA_Aarhus | . | S21 | . | T152 | 0.06 | 28.9425
DK_CA_Aarhus | . | S21 | . | T153 | 0.03 | 14.4713
DK_CA_Aarhus | . | S21 | . | T154 | 0.03 | 14.4713
DK_CA_Aarhus | . | S21 | . | T155 | 0.03 | 14.4713
DK_CA_Aarhus | . | S21 | . | T156 | 0.03 | 14.4713
DK_CA_Aarhus | . | S21 | . | T157 | 0.06 | 28.9425
DK_CA_Aarhus | . | S21 | . | T158 | 0.06 | 28.9425
DK_CA_Aarhus | . | S21 | . | T159 | 0.06 | 28.9425
DK_CA_Aarhus | . | S21 | . | T160 | 0.06 | 28.9425
DK_CA_Aarhus | . | S21 | . | T161 | 0.06 | 28.9425
DK_CA_Aarhus | . | S21 | . | T162 | 0.06 | 28.9425
DK_CA_Aarhus | . | S21 | . | T163 | 0.06 | 28.9425
DK_CA_Aarhus | . | S21 | . | T164 | 0.06 | 28.9425
DK_CA_Aarhus | . | S21 | . | T165 | 0.12 | 57.885
DK_CA_Aarhus | . | S21 | . | T166 | 0.19 | 91.6513
DK_CA_Aarhus | . | S21 | . | T167 | 0.19 | 91.6513
DK_CA_Aarhus | . | S21 | . | T168 | 0.19 | 91.6513
DK_CA_Aarhus | . | S22 | . | T001 | 0.19 | 91.6513
DK_CA_Aarhus | . | S22 | . | T002 | 0.19 | 91.6513
DK_CA_Aarhus | . | S22 | . | T003 | 0.19 | 91.6513
DK_CA_Aarhus | . | S22 | . | T004 | 0.12 | 57.885
DK_CA_Aarhus | . | S22 | . | T005 | 0.12 | 57.885
DK_CA_Aarhus | . | S22 | . | T006 | 0.06 | 28.9425
DK_CA_Aarhus | . | S22 | . | T007 | 0.06 | 28.9425
DK_CA_Aarhus | . | S22 | . | T008 | 0.06 | 28.9425
DK_CA_Aarhus | . | S22 | . | T009 | 0.06 | 28.9425
DK_CA_Aarhus | . | S22 | . | T010 | 0.06 | 28.9425
DK_CA_Aarhus | . | S22 | . | T011 | 0.06 | 28.9425
DK_CA_Aarhus | . | S22 | . | T012 | 0.12 | 57.885
DK_CA_Aarhus | . | S22 | . | T013 | 0.19 | 91.6513
DK_CA_Aarhus | . | S22 | . | T014 | 0.19 | 91.6513
DK_CA_Aarhus | . | S22 | . | T015 | 0.3 | 144.7126
DK_CA_Aarhus | . | S22 | . | T016 | 0.3 | 144.7126
DK_CA_Aarhus | . | S22 | . | T017 | 0.3 | 144.7126
DK_CA_Aarhus | . | S22 | . | T018 | 0.3 | 144.7126
DK_CA_Aarhus | . | S22 | . | T019 | 0.19 | 91.6513
DK_CA_Aarhus | . | S22 | . | T020 | 0.12 | 57.885
DK_CA_Aarhus | . | S22 | . | T021 | 0.19 | 91.6513
DK_CA_Aarhus | . | S22 | . | T022 | 0.19 | 91.6513
DK_CA_Aarhus | . | S22 | . | T023 | 0.19 | 91.6513
DK_CA_Aarhus | . | S22 | . | T024 | 0.19 | 91.6513
DK_CA_Aarhus | . | S22 | . | T025 | 0.19 | 91.6513
DK_CA_Aarhus | . | S22 | . | T026 | 0.19 | 91.6513
DK_CA_Aarhus | . | S22 | . | T027 | 0.19 | 91.6513
DK_CA_Aarhus | . | S22 | . | T028 | 0.19 | 91.6513
DK_CA_Aarhus | . | S22 | . | T029 | 0.19 | 91.6513
DK_CA_Aarhus | . | S22 | . | T030 | 0.3 | 144.7126
DK_CA_Aarhus | . | S22 | . | T031 | 0.3 | 144.7126
DK_CA_Aarhus | . | S22 | . | T032 | 0.3 | 144.7126
DK_CA_Aarhus | . | S22 | . | T033 | 0.42 | 202.5976
DK_CA_Aarhus | . | S22 | . | T034 | 0.57 | 274.954
DK_CA_Aarhus | . | S22 | . | T035 | 0.57 | 274.954
DK_CA_Aarhus | . | S22 | . | T036 | 0.57 | 274.954
DK_CA_Aarhus | . | S22 | . | T037 | 0.72 | 347.3103
DK_CA_Aarhus | . | S22 | . | T038 | 0.72 | 347.3103
DK_CA_Aarhus | . | S22 | . | T039 | 0.72 | 347.3103
DK_CA_Aarhus | . | S22 | . | T040 | 0.72 | 347.3103
DK_CA_Aarhus | . | S22 | . | T041 | 0.57 | 274.954
DK_CA_Aarhus | . | S22 | . | T042 | 0.57 | 274.954
DK_CA_Aarhus | . | S22 | . | T043 | 0.42 | 202.5976
DK_CA_Aarhus | . | S22 | . | T044 | 0.42 | 202.5976
DK_CA_Aarhus | . | S22 | . | T045 | 0.42 | 202.5976
DK_CA_Aarhus | . | S22 | . | T046 | 0.3 | 144.7126
DK_CA_Aarhus | . | S22 | . | T047 | 0.3 | 144.7126
DK_CA_Aarhus | . | S22 | . | T048 | 0.19 | 91.6513
DK_CA_Aarhus | . | S22 | . | T049 | 0.19 | 91.6513
DK_CA_Aarhus | . | S22 | . | T050 | 0.12 | 57.885
DK_CA_Aarhus | . | S22 | . | T051 | 0.19 | 91.6513
DK_CA_Aarhus | . | S22 | . | T052 | 0.3 | 144.7126
DK_CA_Aarhus | . | S22 | . | T053 | 0.72 | 347.3103
DK_CA_Aarhus | . | S22 | . | T054 | 0.85 | 410.0191
DK_CA_Aarhus | . | S22 | . | T055 | 0.85 | 410.0191
DK_CA_Aarhus | . | S22 | . | T056 | 0.95 | 458.2566
DK_CA_Aarhus | . | S22 | . | T057 | 0.95 | 458.2566
DK_CA_Aarhus | . | S22 | . | T058 | 0.95 | 458.2566
DK_CA_Aarhus | . | S22 | . | T059 | 0.99 | 477.5516
DK_CA_Aarhus | . | S22 | . | T060 | 0.99 | 477.5516
DK_CA_Aarhus | . | S22 | . | T061 | 1 | 482.3754
DK_CA_Aarhus | . | S22 | . | T062 | 1 | 482.3754
DK_CA_Aarhus | . | S22 | . | T063 | 1 | 482.3754
DK_CA_Aarhus | . | S22 | . | T064 | 1 | 482.3754
DK_CA_Aarhus | . | S22 | . | T065 | 1 | 482.3754
DK_CA_Aarhus | . | S22 | . | T066 | 0.99 | 477.5516
DK_CA_Aarhus | . | S22 | . | T067 | 0.95 | 458.2566
DK_CA_Aarhus | . | S22 | . | T068 | 0.85 | 410.0191
DK_CA_Aarhus | . | S22 | . | T069 | 0.85 | 410.0191
DK_CA_Aarhus | . | S22 | . | T070 | 0.85 | 410.0191
DK_CA_Aarhus | . | S22 | . | T071 | 0.72 | 347.3103
DK_CA_Aarhus | . | S22 | . | T072 | 0.72 | 347.3103
DK_CA_Aarhus | . | S22 | . | T073 | 0.72 | 347.3103
DK_CA_Aarhus | . | S22 | . | T074 | 0.57 | 274.954
DK_CA_Aarhus | . | S22 | . | T075 | 0.57 | 274.954
DK_CA_Aarhus | . | S22 | . | T076 | 0.57 | 274.954
DK_CA_Aarhus | . | S22 | . | T077 | 0.57 | 274.954
DK_CA_Aarhus | . | S22 | . | T078 | 0.42 | 202.5976
DK_CA_Aarhus | . | S22 | . | T079 | 0.42 | 202.5976
DK_CA_Aarhus | . | S22 | . | T080 | 0.42 | 202.5976
DK_CA_Aarhus | . | S22 | . | T081 | 0.57 | 274.954
DK_CA_Aarhus | . | S22 | . | T082 | 0.57 | 274.954
DK_CA_Aarhus | . | S22 | . | T083 | 0.57 | 274.954
DK_CA_Aarhus | . | S22 | . | T084 | 0.57 | 274.954
DK_CA_Aarhus | . | S22 | . | T085 | 0.42 | 202.5976
DK_CA_Aarhus | . | S22 | . | T086 | 0.42 | 202.5976
DK_CA_Aarhus | . | S22 | . | T087 | 0.42 | 202.5976
DK_CA_Aarhus | . | S22 | . | T088 | 0.3 | 144.7126
DK_CA_Aarhus | . | S22 | . | T089 | 0.3 | 144.7126
DK_CA_Aarhus | . | S22 | . | T090 | 0.19 | 91.6513
DK_CA_Aarhus | . | S22 | . | T091 | 0.12 | 57.885
DK_CA_Aarhus | . | S22 | . | T092 | 0.06 | 28.9425
DK_CA_Aarhus | . | S22 | . | T093 | 0.06 | 28.9425
DK_CA_Aarhus | . | S22 | . | T094 | 0.06 | 28.9425
DK_CA_Aarhus | . | S22 | . | T095 | 0.06 | 28.9425
DK_CA_Aarhus | . | S22 | . | T096 | 0.06 | 28.9425
DK_CA_Aarhus | . | S22 | . | T097 | 0.03 | 14.4713
DK_CA_Aarhus | . | S22 | . | T098 | 0.03 | 14.4713
DK_CA_Aarhus | . | S22 | . | T099 | 0.06 | 28.9425
DK_CA_Aarhus | . | S22 | . | T100 | 0.06 | 28.9425
DK_CA_Aarhus | . | S22 | . | T101 | 0.12 | 57.885
DK_CA_Aarhus | . | S22 | . | T102 | 0.12 | 57.885
DK_CA_Aarhus | . | S22 | . | T103 | 0.12 | 57.885
DK_CA_Aarhus | . | S22 | . | T104 | 0.12 | 57.885
DK_CA_Aarhus | . | S22 | . | T105 | 0.06 | 28.9425
DK_CA_Aarhus | . | S22 | . | T106 | 0.03 | 14.4713
DK_CA_Aarhus | . | S22 | . | T107 | 0.06 | 28.9425
DK_CA_Aarhus | . | S22 | . | T108 | 0.12 | 57.885
DK_CA_Aarhus | . | S22 | . | T109 | 0.19 | 91.6513
DK_CA_Aarhus | . | S22 | . | T110 | 0.19 | 91.6513
DK_CA_Aarhus | . | S22 | . | T111 | 0.19 | 91.6513
DK_CA_Aarhus | . | S22 | . | T112 | 0.12 | 57.885
DK_CA_Aarhus | . | S22 | . | T113 | 0.12 | 57.885
DK_CA_Aarhus | . | S22 | . | T114 | 0.06 | 28.9425
DK_CA_Aarhus | . | S22 | . | T115 | 0.06 | 28.9425
DK_CA_Aarhus | . | S22 | . | T116 | 0.06 | 28.9425
DK_CA_Aarhus | . | S22 | . | T117 | 0.12 | 57.885
DK_CA_Aarhus | . | S22 | . | T118 | 0.06 | 28.9425
DK_CA_Aarhus | . | S22 | . | T119 | 0.06 | 28.9425
DK_CA_Aarhus | . | S22 | . | T120 | 0.06 | 28.9425
DK_CA_Aarhus | . | S22 | . | T121 | 0.06 | 28.9425
DK_CA_Aarhus | . | S22 | . | T122 | 0.06 | 28.9425
DK_CA_Aarhus | . | S22 | . | T123 | 0.12 | 57.885
DK_CA_Aarhus | . | S22 | . | T124 | 0.19 | 91.6513
DK_CA_Aarhus | . | S22 | . | T125 | 0.19 | 91.6513
DK_CA_Aarhus | . | S22 | . | T126 | 0.12 | 57.885
DK_CA_Aarhus | . | S22 | . | T127 | 0.12 | 57.885
DK_CA_Aarhus | . | S22 | . | T128 | 0.19 | 91.6513
DK_CA_Aarhus | . | S22 | . | T129 | 0.42 | 202.5976
DK_CA_Aarhus | . | S22 | . | T130 | 0.42 | 202.5976
DK_CA_Aarhus | . | S22 | . | T131 | 0.42 | 202.5976
DK_CA_Aarhus | . | S22 | . | T132 | 0.42 | 202.5976
DK_CA_Aarhus | . | S22 | . | T133 | 0.42 | 202.5976
DK_CA_Aarhus | . | S22 | . | T134 | 0.42 | 202.5976
DK_CA_Aarhus | . | S22 | . | T135 | 0.42 | 202.5976
DK_CA_Aarhus | . | S22 | . | T136 | 0.42 | 202.5976
DK_CA_Aarhus | . | S22 | . | T137 | 0.3 | 144.7126
DK_CA_Aarhus | . | S22 | . | T138 | 0.3 | 144.7126
DK_CA_Aarhus | . | S22 | . | T139 | 0.3 | 144.7126
DK_CA_Aarhus | . | S22 | . | T140 | 0.3 | 144.7126
DK_CA_Aarhus | . | S22 | . | T141 | 0.19 | 91.6513
DK_CA_Aarhus | . | S22 | . | T142 | 0.19 | 91.6513
DK_CA_Aarhus | . | S22 | . | T143 | 0.19 | 91.6513
DK_CA_Aarhus | . | S22 | . | T144 | 0.3 | 144.7126
DK_CA_Aarhus | . | S22 | . | T145 | 0.19 | 91.6513
DK_CA_Aarhus | . | S22 | . | T146 | 0.19 | 91.6513
DK_CA_Aarhus | . | S22 | . | T147 | 0.12 | 57.885
DK_CA_Aarhus | . | S22 | . | T148 | 0.12 | 57.885
DK_CA_Aarhus | . | S22 | . | T149 | 0.12 | 57.885
DK_CA_Aarhus | . | S22 | . | T150 | 0.19 | 91.6513
DK_CA_Aarhus | . | S22 | . | T151 | 0.19 | 91.6513
DK_CA_Aarhus | . | S22 | . | T152 | 0.19 | 91.6513
DK_CA_Aarhus | . | S22 | . | T153 | 0.12 | 57.885
DK_CA_Aarhus | . | S22 | . | T154 | 0.03 | 14.4713
DK_CA_Aarhus | . | S22 | . | T155 | 0 | 0
DK_CA_Aarhus | . | S22 | . | T156 | 0 | 0
DK_CA_Aarhus | . | S22 | . | T157 | 0 | 0
DK_CA_Aarhus | . | S22 | . | T158 | 0.03 | 14.4713
DK_CA_Aarhus | . | S22 | . | T159 | 0.12 | 57.885
DK_CA_Aarhus | . | S22 | . | T160 | 0.42 | 202.5976
DK_CA_Aarhus | . | S22 | . | T161 | 0.57 | 274.954
DK_CA_Aarhus | . | S22 | . | T162 | 0.3 | 144.7126
DK_CA_Aarhus | . | S22 | . | T163 | 0.3 | 144.7126
DK_CA_Aarhus | . | S22 | . | T164 | 0.3 | 144.7126
DK_CA_Aarhus | . | S22 | . | T165 | 0.3 | 144.7126
DK_CA_Aarhus | . | S22 | . | T166 | 0.3 | 144.7126
DK_CA_Aarhus | . | S22 | . | T167 | 0.3 | 144.7126
DK_CA_Aarhus | . | S22 | . | T168 | 0.3 | 144.7126
DK_CA_Aarhus | . | S23 | . | T001 | 0.3 | 144.7126
DK_CA_Aarhus | . | S23 | . | T002 | 0.3 | 144.7126
DK_CA_Aarhus | . | S23 | . | T003 | 0.3 | 144.7126
DK_CA_Aarhus | . | S23 | . | T004 | 0.57 | 274.954
DK_CA_Aarhus | . | S23 | . | T005 | 0.57 | 274.954
DK_CA_Aarhus | . | S23 | . | T006 | 0.57 | 274.954
DK_CA_Aarhus | . | S23 | . | T007 | 0.72 | 347.3103
DK_CA_Aarhus | . | S23 | . | T008 | 0.72 | 347.3103
DK_CA_Aarhus | . | S23 | . | T009 | 0.72 | 347.3103
DK_CA_Aarhus | . | S23 | . | T010 | 0.95 | 458.2566
DK_CA_Aarhus | . | S23 | . | T011 | 0.95 | 458.2566
DK_CA_Aarhus | . | S23 | . | T012 | 0.95 | 458.2566
DK_CA_Aarhus | . | S23 | . | T013 | 0.95 | 458.2566
DK_CA_Aarhus | . | S23 | . | T014 | 0.85 | 410.0191
DK_CA_Aarhus | . | S23 | . | T015 | 0.72 | 347.3103
DK_CA_Aarhus | . | S23 | . | T016 | 0.57 | 274.954
DK_CA_Aarhus | . | S23 | . | T017 | 0.57 | 274.954
DK_CA_Aarhus | . | S23 | . | T018 | 0.72 | 347.3103
DK_CA_Aarhus | . | S23 | . | T019 | 0.72 | 347.3103
DK_CA_Aarhus | . | S23 | . | T020 | 0.57 | 274.954
DK_CA_Aarhus | . | S23 | . | T021 | 0.42 | 202.5976
DK_CA_Aarhus | . | S23 | . | T022 | 0.42 | 202.5976
DK_CA_Aarhus | . | S23 | . | T023 | 0.42 | 202.5976
DK_CA_Aarhus | . | S23 | . | T024 | 0.42 | 202.5976
DK_CA_Aarhus | . | S23 | . | T025 | 0.42 | 202.5976
DK_CA_Aarhus | . | S23 | . | T026 | 0.57 | 274.954
DK_CA_Aarhus | . | S23 | . | T027 | 0.57 | 274.954
DK_CA_Aarhus | . | S23 | . | T028 | 0.42 | 202.5976
DK_CA_Aarhus | . | S23 | . | T029 | 0.42 | 202.5976
DK_CA_Aarhus | . | S23 | . | T030 | 0.3 | 144.7126
DK_CA_Aarhus | . | S23 | . | T031 | 0.3 | 144.7126
DK_CA_Aarhus | . | S23 | . | T032 | 0.3 | 144.7126
DK_CA_Aarhus | . | S23 | . | T033 | 0.3 | 144.7126
DK_CA_Aarhus | . | S23 | . | T034 | 0.42 | 202.5976
DK_CA_Aarhus | . | S23 | . | T035 | 0.42 | 202.5976
DK_CA_Aarhus | . | S23 | . | T036 | 0.42 | 202.5976
DK_CA_Aarhus | . | S23 | . | T037 | 0.57 | 274.954
DK_CA_Aarhus | . | S23 | . | T038 | 0.57 | 274.954
DK_CA_Aarhus | . | S23 | . | T039 | 0.57 | 274.954
DK_CA_Aarhus | . | S23 | . | T040 | 0.57 | 274.954
DK_CA_Aarhus | . | S23 | . | T041 | 0.72 | 347.3103
DK_CA_Aarhus | . | S23 | . | T042 | 0.72 | 347.3103
DK_CA_Aarhus | . | S23 | . | T043 | 0.72 | 347.3103
DK_CA_Aarhus | . | S23 | . | T044 | 0.57 | 274.954
DK_CA_Aarhus | . | S23 | . | T045 | 0.57 | 274.954
DK_CA_Aarhus | . | S23 | . | T046 | 0.57 | 274.954
DK_CA_Aarhus | . | S23 | . | T047 | 0.57 | 274.954
DK_CA_Aarhus | . | S23 | . | T048 | 0.42 | 202.5976
DK_CA_Aarhus | . | S23 | . | T049 | 0.42 | 202.5976
DK_CA_Aarhus | . | S23 | . | T050 | 0.42 | 202.5976
DK_CA_Aarhus | . | S23 | . | T051 | 0.42 | 202.5976
DK_CA_Aarhus | . | S23 | . | T052 | 0.42 | 202.5976
DK_CA_Aarhus | . | S23 | . | T053 | 0.42 | 202.5976
DK_CA_Aarhus | . | S23 | . | T054 | 0.3 | 144.7126
DK_CA_Aarhus | . | S23 | . | T055 | 0.3 | 144.7126
DK_CA_Aarhus | . | S23 | . | T056 | 0.3 | 144.7126
DK_CA_Aarhus | . | S23 | . | T057 | 0.3 | 144.7126
DK_CA_Aarhus | . | S23 | . | T058 | 0.3 | 144.7126
DK_CA_Aarhus | . | S23 | . | T059 | 0.3 | 144.7126
DK_CA_Aarhus | . | S23 | . | T060 | 0.3 | 144.7126
DK_CA_Aarhus | . | S23 | . | T061 | 0.3 | 144.7126
DK_CA_Aarhus | . | S23 | . | T062 | 0.3 | 144.7126
DK_CA_Aarhus | . | S23 | . | T063 | 0.3 | 144.7126
DK_CA_Aarhus | . | S23 | . | T064 | 0.19 | 91.6513
DK_CA_Aarhus | . | S23 | . | T065 | 0.19 | 91.6513
DK_CA_Aarhus | . | S23 | . | T066 | 0.19 | 91.6513
DK_CA_Aarhus | . | S23 | . | T067 | 0.19 | 91.6513
DK_CA_Aarhus | . | S23 | . | T068 | 0.12 | 57.885
DK_CA_Aarhus | . | S23 | . | T069 | 0.19 | 91.6513
DK_CA_Aarhus | . | S23 | . | T070 | 0.19 | 91.6513
DK_CA_Aarhus | . | S23 | . | T071 | 0.19 | 91.6513
DK_CA_Aarhus | . | S23 | . | T072 | 0.3 | 144.7126
DK_CA_Aarhus | . | S23 | . | T073 | 0.19 | 91.6513
DK_CA_Aarhus | . | S23 | . | T074 | 0.19 | 91.6513
DK_CA_Aarhus | . | S23 | . | T075 | 0.12 | 57.885
DK_CA_Aarhus | . | S23 | . | T076 | 0.12 | 57.885
DK_CA_Aarhus | . | S23 | . | T077 | 0.06 | 28.9425
DK_CA_Aarhus | . | S23 | . | T078 | 0.06 | 28.9425
DK_CA_Aarhus | . | S23 | . | T079 | 0.06 | 28.9425
DK_CA_Aarhus | . | S23 | . | T080 | 0.03 | 14.4713
DK_CA_Aarhus | . | S23 | . | T081 | 0.06 | 28.9425
DK_CA_Aarhus | . | S23 | . | T082 | 0.12 | 57.885
DK_CA_Aarhus | . | S23 | . | T083 | 0.12 | 57.885
DK_CA_Aarhus | . | S23 | . | T084 | 0.19 | 91.6513
DK_CA_Aarhus | . | S23 | . | T085 | 0.19 | 91.6513
DK_CA_Aarhus | . | S23 | . | T086 | 0.19 | 91.6513
DK_CA_Aarhus | . | S23 | . | T087 | 0.19 | 91.6513
DK_CA_Aarhus | . | S23 | . | T088 | 0.19 | 91.6513
DK_CA_Aarhus | . | S23 | . | T089 | 0.19 | 91.6513
DK_CA_Aarhus | . | S23 | . | T090 | 0.19 | 91.6513
DK_CA_Aarhus | . | S23 | . | T091 | 0.12 | 57.885
DK_CA_Aarhus | . | S23 | . | T092 | 0.06 | 28.9425
DK_CA_Aarhus | . | S23 | . | T093 | 0.06 | 28.9425
DK_CA_Aarhus | . | S23 | . | T094 | 0.06 | 28.9425
DK_CA_Aarhus | . | S23 | . | T095 | 0.12 | 57.885
DK_CA_Aarhus | . | S23 | . | T096 | 0.12 | 57.885
DK_CA_Aarhus | . | S23 | . | T097 | 0.12 | 57.885
DK_CA_Aarhus | . | S23 | . | T098 | 0.19 | 91.6513
DK_CA_Aarhus | . | S23 | . | T099 | 0.19 | 91.6513
DK_CA_Aarhus | . | S23 | . | T100 | 0.3 | 144.7126
DK_CA_Aarhus | . | S23 | . | T101 | 0.3 | 144.7126
DK_CA_Aarhus | . | S23 | . | T102 | 0.3 | 144.7126
DK_CA_Aarhus | . | S23 | . | T103 | 0.42 | 202.5976
DK_CA_Aarhus | . | S23 | . | T104 | 0.57 | 274.954
DK_CA_Aarhus | . | S23 | . | T105 | 0.72 | 347.3103
DK_CA_Aarhus | . | S23 | . | T106 | 0.95 | 458.2566
DK_CA_Aarhus | . | S23 | . | T107 | 0.99 | 477.5516
DK_CA_Aarhus | . | S23 | . | T108 | 0.99 | 477.5516
DK_CA_Aarhus | . | S23 | . | T109 | 0.95 | 458.2566
DK_CA_Aarhus | . | S23 | . | T110 | 0.95 | 458.2566
DK_CA_Aarhus | . | S23 | . | T111 | 0.95 | 458.2566
DK_CA_Aarhus | . | S23 | . | T112 | 0.95 | 458.2566
DK_CA_Aarhus | . | S23 | . | T113 | 0.85 | 410.0191
DK_CA_Aarhus | . | S23 | . | T114 | 0.85 | 410.0191
DK_CA_Aarhus | . | S23 | . | T115 | 0.72 | 347.3103
DK_CA_Aarhus | . | S23 | . | T116 | 0.72 | 347.3103
DK_CA_Aarhus | . | S23 | . | T117 | 0.72 | 347.3103
DK_CA_Aarhus | . | S23 | . | T118 | 0.57 | 274.954
DK_CA_Aarhus | . | S23 | . | T119 | 0.57 | 274.954
DK_CA_Aarhus | . | S23 | . | T120 | 0.57 | 274.954
DK_CA_Aarhus | . | S23 | . | T121 | 0.57 | 274.954
DK_CA_Aarhus | . | S23 | . | T122 | 0.42 | 202.5976
DK_CA_Aarhus | . | S23 | . | T123 | 0.42 | 202.5976
DK_CA_Aarhus | . | S23 | . | T124 | 0.42 | 202.5976
DK_CA_Aarhus | . | S23 | . | T125 | 0.42 | 202.5976
DK_CA_Aarhus | . | S23 | . | T126 | 0.42 | 202.5976
DK_CA_Aarhus | . | S23 | . | T127 | 0.57 | 274.954
DK_CA_Aarhus | . | S23 | . | T128 | 0.72 | 347.3103
DK_CA_Aarhus | . | S23 | . | T129 | 0.72 | 347.3103
DK_CA_Aarhus | . | S23 | . | T130 | 0.72 | 347.3103
DK_CA_Aarhus | . | S23 | . | T131 | 0.72 | 347.3103
DK_CA_Aarhus | . | S23 | . | T132 | 0.72 | 347.3103
DK_CA_Aarhus | . | S23 | . | T133 | 0.72 | 347.3103
DK_CA_Aarhus | . | S23 | . | T134 | 0.72 | 347.3103
DK_CA_Aarhus | . | S23 | . | T135 | 0.57 | 274.954
DK_CA_Aarhus | . | S23 | . | T136 | 0.57 | 274.954
DK_CA_Aarhus | . | S23 | . | T137 | 0.42 | 202.5976
DK_CA_Aarhus | . | S23 | . | T138 | 0.42 | 202.5976
DK_CA_Aarhus | . | S23 | . | T139 | 0.3 | 144.7126
DK_CA_Aarhus | . | S23 | . | T140 | 0.3 | 144.7126
DK_CA_Aarhus | . | S23 | . | T141 | 0.19 | 91.6513
DK_CA_Aarhus | . | S23 | . | T142 | 0.19 | 91.6513
DK_CA_Aarhus | . | S23 | . | T143 | 0.3 | 144.7126
DK_CA_Aarhus | . | S23 | . | T144 | 0.19 | 91.6513
DK_CA_Aarhus | . | S23 | . | T145 | 0.19 | 91.6513
DK_CA_Aarhus | . | S23 | . | T146 | 0.19 | 91.6513
DK_CA_Aarhus | . | S23 | . | T147 | 0.19 | 91.6513
DK_CA_Aarhus | . | S23 | . | T148 | 0.3 | 144.7126
DK_CA_Aarhus | . | S23 | . | T149 | 0.3 | 144.7126
DK_CA_Aarhus | . | S23 | . | T150 | 0.19 | 91.6513
DK_CA_Aarhus | . | S23 | . | T151 | 0.12 | 57.885
DK_CA_Aarhus | . | S23 | . | T152 | 0.12 | 57.885
DK_CA_Aarhus | . | S23 | . | T153 | 0.19 | 91.6513
DK_CA_Aarhus | . | S23 | . | T154 | 0.3 | 144.7126
DK_CA_Aarhus | . | S23 | . | T155 | 0.19 | 91.6513
DK_CA_Aarhus | . | S23 | . | T156 | 0.19 | 91.6513
DK_CA_Aarhus | . | S23 | . | T157 | 0.19 | 91.6513
DK_CA_Aarhus | . | S23 | . | T158 | 0.19 | 91.6513
DK_CA_Aarhus | . | S23 | . | T159 | 0.19 | 91.6513
DK_CA_Aarhus | . | S23 | . | T160 | 0.19 | 91.6513
DK_CA_Aarhus | . | S23 | . | T161 | 0.19 | 91.6513
DK_CA_Aarhus | . | S23 | . | T162 | 0.19 | 91.6513
DK_CA_Aarhus | . | S23 | . | T163 | 0.06 | 28.9425
DK_CA_Aarhus | . | S23 | . | T164 | 0.06 | 28.9425
DK_CA_Aarhus | . | S23 | . | T165 | 0.06 | 28.9425
DK_CA_Aarhus | . | S23 | . | T166 | 0.06 | 28.9425
DK_CA_Aarhus | . | S23 | . | T167 | 0.06 | 28.9425
DK_CA_Aarhus | . | S23 | . | T168 | 0.06 | 28.9425
DK_CA_Aarhus | . | S24 | . | T001 | 0.06 | 28.9425
DK_CA_Aarhus | . | S24 | . | T002 | 0.06 | 28.9425
DK_CA_Aarhus | . | S24 | . | T003 | 0.06 | 28.9425
DK_CA_Aarhus | . | S24 | . | T004 | 0.03 | 14.4713
DK_CA_Aarhus | . | S24 | . | T005 | 0 | 0
DK_CA_Aarhus | . | S24 | . | T006 | 0 | 0
DK_CA_Aarhus | . | S24 | . | T007 | 0 | 0
DK_CA_Aarhus | . | S24 | . | T008 | 0 | 0
DK_CA_Aarhus | . | S24 | . | T009 | 0 | 0
DK_CA_Aarhus | . | S24 | . | T010 | 0 | 0
DK_CA_Aarhus | . | S24 | . | T011 | 0 | 0
DK_CA_Aarhus | . | S24 | . | T012 | 0 | 0
DK_CA_Aarhus | . | S24 | . | T013 | 0 | 0
DK_CA_Aarhus | . | S24 | . | T014 | 0 | 0
DK_CA_Aarhus | . | S24 | . | T015 | 0.03 | 14.4713
DK_CA_Aarhus | . | S24 | . | T016 | 0.12 | 57.885
DK_CA_Aarhus | . | S24 | . | T017 | 0.19 | 91.6513
DK_CA_Aarhus | . | S24 | . | T018 | 0.19 | 91.6513
DK_CA_Aarhus | . | S24 | . | T019 | 0.19 | 91.6513
DK_CA_Aarhus | . | S24 | . | T020 | 0.12 | 57.885
DK_CA_Aarhus | . | S24 | . | T021 | 0.12 | 57.885
DK_CA_Aarhus | . | S24 | . | T022 | 0.12 | 57.885
DK_CA_Aarhus | . | S24 | . | T023 | 0.19 | 91.6513
DK_CA_Aarhus | . | S24 | . | T024 | 0.19 | 91.6513
DK_CA_Aarhus | . | S24 | . | T025 | 0.3 | 144.7126
DK_CA_Aarhus | . | S24 | . | T026 | 0.3 | 144.7126
DK_CA_Aarhus | . | S24 | . | T027 | 0.42 | 202.5976
DK_CA_Aarhus | . | S24 | . | T028 | 0.3 | 144.7126
DK_CA_Aarhus | . | S24 | . | T029 | 0.3 | 144.7126
DK_CA_Aarhus | . | S24 | . | T030 | 0.3 | 144.7126
DK_CA_Aarhus | . | S24 | . | T031 | 0.19 | 91.6513
DK_CA_Aarhus | . | S24 | . | T032 | 0.3 | 144.7126
DK_CA_Aarhus | . | S24 | . | T033 | 0.42 | 202.5976
DK_CA_Aarhus | . | S24 | . | T034 | 0.57 | 274.954
DK_CA_Aarhus | . | S24 | . | T035 | 0.72 | 347.3103
DK_CA_Aarhus | . | S24 | . | T036 | 0.72 | 347.3103
DK_CA_Aarhus | . | S24 | . | T037 | 0.85 | 410.0191
DK_CA_Aarhus | . | S24 | . | T038 | 0.85 | 410.0191
DK_CA_Aarhus | . | S24 | . | T039 | 0.85 | 410.0191
DK_CA_Aarhus | . | S24 | . | T040 | 0.85 | 410.0191
DK_CA_Aarhus | . | S24 | . | T041 | 0.72 | 347.3103
DK_CA_Aarhus | . | S24 | . | T042 | 0.72 | 347.3103
DK_CA_Aarhus | . | S24 | . | T043 | 0.57 | 274.954
DK_CA_Aarhus | . | S24 | . | T044 | 0.42 | 202.5976
DK_CA_Aarhus | . | S24 | . | T045 | 0.42 | 202.5976
DK_CA_Aarhus | . | S24 | . | T046 | 0.42 | 202.5976
DK_CA_Aarhus | . | S24 | . | T047 | 0.42 | 202.5976
DK_CA_Aarhus | . | S24 | . | T048 | 0.57 | 274.954
DK_CA_Aarhus | . | S24 | . | T049 | 0.42 | 202.5976
DK_CA_Aarhus | . | S24 | . | T050 | 0.3 | 144.7126
DK_CA_Aarhus | . | S24 | . | T051 | 0.3 | 144.7126
DK_CA_Aarhus | . | S24 | . | T052 | 0.3 | 144.7126
DK_CA_Aarhus | . | S24 | . | T053 | 0.3 | 144.7126
DK_CA_Aarhus | . | S24 | . | T054 | 0.19 | 91.6513
DK_CA_Aarhus | . | S24 | . | T055 | 0.3 | 144.7126
DK_CA_Aarhus | . | S24 | . | T056 | 0.3 | 144.7126
DK_CA_Aarhus | . | S24 | . | T057 | 0.42 | 202.5976
DK_CA_Aarhus | . | S24 | . | T058 | 0.42 | 202.5976
DK_CA_Aarhus | . | S24 | . | T059 | 0.42 | 202.5976
DK_CA_Aarhus | . | S24 | . | T060 | 0.3 | 144.7126
DK_CA_Aarhus | . | S24 | . | T061 | 0.3 | 144.7126
DK_CA_Aarhus | . | S24 | . | T062 | 0.3 | 144.7126
DK_CA_Aarhus | . | S24 | . | T063 | 0.3 | 144.7126
DK_CA_Aarhus | . | S24 | . | T064 | 0.3 | 144.7126
DK_CA_Aarhus | . | S24 | . | T065 | 0.3 | 144.7126
DK_CA_Aarhus | . | S24 | . | T066 | 0.3 | 144.7126
DK_CA_Aarhus | . | S24 | . | T067 | 0.3 | 144.7126
DK_CA_Aarhus | . | S24 | . | T068 | 0.19 | 91.6513
DK_CA_Aarhus | . | S24 | . | T069 | 0.3 | 144.7126
DK_CA_Aarhus | . | S24 | . | T070 | 0.3 | 144.7126
DK_CA_Aarhus | . | S24 | . | T071 | 0.3 | 144.7126
DK_CA_Aarhus | . | S24 | . | T072 | 0.3 | 144.7126
DK_CA_Aarhus | . | S24 | . | T073 | 0.3 | 144.7126
DK_CA_Aarhus | . | S24 | . | T074 | 0.3 | 144.7126
DK_CA_Aarhus | . | S24 | . | T075 | 0.42 | 202.5976
DK_CA_Aarhus | . | S24 | . | T076 | 0.42 | 202.5976
DK_CA_Aarhus | . | S24 | . | T077 | 0.42 | 202.5976
DK_CA_Aarhus | . | S24 | . | T078 | 0.3 | 144.7126
DK_CA_Aarhus | . | S24 | . | T079 | 0.19 | 91.6513
DK_CA_Aarhus | . | S24 | . | T080 | 0.3 | 144.7126
DK_CA_Aarhus | . | S24 | . | T081 | 0.3 | 144.7126
DK_CA_Aarhus | . | S24 | . | T082 | 0.3 | 144.7126
DK_CA_Aarhus | . | S24 | . | T083 | 0.3 | 144.7126
DK_CA_Aarhus | . | S24 | . | T084 | 0.3 | 144.7126
DK_CA_Aarhus | . | S24 | . | T085 | 0.3 | 144.7126
DK_CA_Aarhus | . | S24 | . | T086 | 0.3 | 144.7126
DK_CA_Aarhus | . | S24 | . | T087 | 0.3 | 144.7126
DK_CA_Aarhus | . | S24 | . | T088 | 0.19 | 91.6513
DK_CA_Aarhus | . | S24 | . | T089 | 0.19 | 91.6513
DK_CA_Aarhus | . | S24 | . | T090 | 0.19 | 91.6513
DK_CA_Aarhus | . | S24 | . | T091 | 0.12 | 57.885
DK_CA_Aarhus | . | S24 | . | T092 | 0.12 | 57.885
DK_CA_Aarhus | . | S24 | . | T093 | 0.12 | 57.885
DK_CA_Aarhus | . | S24 | . | T094 | 0.12 | 57.885
DK_CA_Aarhus | . | S24 | . | T095 | 0.12 | 57.885
DK_CA_Aarhus | . | S24 | . | T096 | 0.19 | 91.6513
DK_CA_Aarhus | . | S24 | . | T097 | 0.19 | 91.6513
DK_CA_Aarhus | . | S24 | . | T098 | 0.19 | 91.6513
DK_CA_Aarhus | . | S24 | . | T099 | 0.19 | 91.6513
DK_CA_Aarhus | . | S24 | . | T100 | 0.19 | 91.6513
DK_CA_Aarhus | . | S24 | . | T101 | 0.19 | 91.6513
DK_CA_Aarhus | . | S24 | . | T102 | 0.19 | 91.6513
DK_CA_Aarhus | . | S24 | . | T103 | 0.19 | 91.6513
DK_CA_Aarhus | . | S24 | . | T104 | 0.12 | 57.885
DK_CA_Aarhus | . | S24 | . | T105 | 0.12 | 57.885
DK_CA_Aarhus | . | S24 | . | T106 | 0.12 | 57.885
DK_CA_Aarhus | . | S24 | . | T107 | 0.12 | 57.885
DK_CA_Aarhus | . | S24 | . | T108 | 0.12 | 57.885
DK_CA_Aarhus | . | S24 | . | T109 | 0.19 | 91.6513
DK_CA_Aarhus | . | S24 | . | T110 | 0.19 | 91.6513
DK_CA_Aarhus | . | S24 | . | T111 | 0.19 | 91.6513
DK_CA_Aarhus | . | S24 | . | T112 | 0.19 | 91.6513
DK_CA_Aarhus | . | S24 | . | T113 | 0.19 | 91.6513
DK_CA_Aarhus | . | S24 | . | T114 | 0.19 | 91.6513
DK_CA_Aarhus | . | S24 | . | T115 | 0.12 | 57.885
DK_CA_Aarhus | . | S24 | . | T116 | 0.12 | 57.885
DK_CA_Aarhus | . | S24 | . | T117 | 0.12 | 57.885
DK_CA_Aarhus | . | S24 | . | T118 | 0.12 | 57.885
DK_CA_Aarhus | . | S24 | . | T119 | 0.12 | 57.885
DK_CA_Aarhus | . | S24 | . | T120 | 0.12 | 57.885
DK_CA_Aarhus | . | S24 | . | T121 | 0.12 | 57.885
DK_CA_Aarhus | . | S24 | . | T122 | 0.12 | 57.885
DK_CA_Aarhus | . | S24 | . | T123 | 0.12 | 57.885
DK_CA_Aarhus | . | S24 | . | T124 | 0.06 | 28.9425
DK_CA_Aarhus | . | S24 | . | T125 | 0.06 | 28.9425
DK_CA_Aarhus | . | S24 | . | T126 | 0.03 | 14.4713
DK_CA_Aarhus | . | S24 | . | T127 | 0.03 | 14.4713
DK_CA_Aarhus | . | S24 | . | T128 | 0 | 0
DK_CA_Aarhus | . | S24 | . | T129 | 0 | 0
DK_CA_Aarhus | . | S24 | . | T130 | 0 | 0
DK_CA_Aarhus | . | S24 | . | T131 | 0 | 0
DK_CA_Aarhus | . | S24 | . | T132 | 0 | 0
DK_CA_Aarhus | . | S24 | . | T133 | 0 | 0
DK_CA_Aarhus | . | S24 | . | T134 | 0 | 0
DK_CA_Aarhus | . | S24 | . | T135 | 0 | 0
DK_CA_Aarhus | . | S24 | . | T136 | 0 | 0
DK_CA_Aarhus | . | S24 | . | T137 | 0 | 0
DK_CA_Aarhus | . | S24 | . | T138 | 0.03 | 14.4713
DK_CA_Aarhus | . | S24 | . | T139 | 0.12 | 57.885
DK_CA_Aarhus | . | S24 | . | T140 | 0.12 | 57.885
DK_CA_Aarhus | . | S24 | . | T141 | 0.19 | 91.6513
DK_CA_Aarhus | . | S24 | . | T142 | 0.19 | 91.6513
DK_CA_Aarhus | . | S24 | . | T143 | 0.06 | 28.9425
DK_CA_Aarhus | . | S24 | . | T144 | 0 | 0
DK_CA_Aarhus | . | S24 | . | T145 | 0.06 | 28.9425
DK_CA_Aarhus | . | S24 | . | T146 | 0.12 | 57.885
DK_CA_Aarhus | . | S24 | . | T147 | 0.3 | 144.7126
DK_CA_Aarhus | . | S24 | . | T148 | 0.3 | 144.7126
DK_CA_Aarhus | . | S24 | . | T149 | 0.42 | 202.5976
DK_CA_Aarhus | . | S24 | . | T150 | 0.42 | 202.5976
DK_CA_Aarhus | . | S24 | . | T151 | 0.42 | 202.5976
DK_CA_Aarhus | . | S24 | . | T152 | 0.06 | 28.9425
DK_CA_Aarhus | . | S24 | . | T153 | 0.03 | 14.4713
DK_CA_Aarhus | . | S24 | . | T154 | 0.06 | 28.9425
DK_CA_Aarhus | . | S24 | . | T155 | 0.06 | 28.9425
DK_CA_Aarhus | . | S24 | . | T156 | 0.06 | 28.9425
DK_CA_Aarhus | . | S24 | . | T157 | 0.03 | 14.4713
DK_CA_Aarhus | . | S24 | . | T158 | 0.03 | 14.4713
DK_CA_Aarhus | . | S24 | . | T159 | 0.03 | 14.4713
DK_CA_Aarhus | . | S24 | . | T160 | 0.03 | 14.4713
DK_CA_Aarhus | . | S24 | . | T161 | 0.03 | 14.4713
DK_CA_Aarhus | . | S24 | . | T162 | 0.03 | 14.4713
DK_CA_Aarhus | . | S24 | . | T163 | 0.03 | 14.4713
DK_CA_Aarhus | . | S24 | . | T164 | 0.03 | 14.4713
DK_CA_Aarhus | . | S24 | . | T165 | 0.06 | 28.9425
DK_CA_Aarhus | . | S24 | . | T166 | 0.06 | 28.9425
DK_CA_Aarhus | . | S24 | . | T167 | 0.06 | 28.9425
DK_CA_Aarhus | . | S24 | . | T168 | 0.06 | 28.9425
DK_CA_Aarhus | . | S25 | . | T001 | 0.06 | 28.9425
DK_CA_Aarhus | . | S25 | . | T002 | 0.12 | 57.885
DK_CA_Aarhus | . | S25 | . | T003 | 0.19 | 91.6513
DK_CA_Aarhus | . | S25 | . | T004 | 0.19 | 91.6513
DK_CA_Aarhus | . | S25 | . | T005 | 0.19 | 91.6513
DK_CA_Aarhus | . | S25 | . | T006 | 0.12 | 57.885
DK_CA_Aarhus | . | S25 | . | T007 | 0.06 | 28.9425
DK_CA_Aarhus | . | S25 | . | T008 | 0.06 | 28.9425
DK_CA_Aarhus | . | S25 | . | T009 | 0.12 | 57.885
DK_CA_Aarhus | . | S25 | . | T010 | 0.19 | 91.6513
DK_CA_Aarhus | . | S25 | . | T011 | 0.3 | 144.7126
DK_CA_Aarhus | . | S25 | . | T012 | 0.3 | 144.7126
DK_CA_Aarhus | . | S25 | . | T013 | 0.3 | 144.7126
DK_CA_Aarhus | . | S25 | . | T014 | 0.42 | 202.5976
DK_CA_Aarhus | . | S25 | . | T015 | 0.42 | 202.5976
DK_CA_Aarhus | . | S25 | . | T016 | 0.3 | 144.7126
DK_CA_Aarhus | . | S25 | . | T017 | 0.3 | 144.7126
DK_CA_Aarhus | . | S25 | . | T018 | 0.3 | 144.7126
DK_CA_Aarhus | . | S25 | . | T019 | 0.42 | 202.5976
DK_CA_Aarhus | . | S25 | . | T020 | 0.3 | 144.7126
DK_CA_Aarhus | . | S25 | . | T021 | 0.19 | 91.6513
DK_CA_Aarhus | . | S25 | . | T022 | 0.3 | 144.7126
DK_CA_Aarhus | . | S25 | . | T023 | 0.3 | 144.7126
DK_CA_Aarhus | . | S25 | . | T024 | 0.3 | 144.7126
DK_CA_Aarhus | . | S25 | . | T025 | 0.3 | 144.7126
DK_CA_Aarhus | . | S25 | . | T026 | 0.19 | 91.6513
DK_CA_Aarhus | . | S25 | . | T027 | 0.19 | 91.6513
DK_CA_Aarhus | . | S25 | . | T028 | 0.19 | 91.6513
DK_CA_Aarhus | . | S25 | . | T029 | 0.19 | 91.6513
DK_CA_Aarhus | . | S25 | . | T030 | 0.19 | 91.6513
DK_CA_Aarhus | . | S25 | . | T031 | 0.12 | 57.885
DK_CA_Aarhus | . | S25 | . | T032 | 0.06 | 28.9425
DK_CA_Aarhus | . | S25 | . | T033 | 0.06 | 28.9425
DK_CA_Aarhus | . | S25 | . | T034 | 0.06 | 28.9425
DK_CA_Aarhus | . | S25 | . | T035 | 0.06 | 28.9425
DK_CA_Aarhus | . | S25 | . | T036 | 0.12 | 57.885
DK_CA_Aarhus | . | S25 | . | T037 | 0.19 | 91.6513
DK_CA_Aarhus | . | S25 | . | T038 | 0.19 | 91.6513
DK_CA_Aarhus | . | S25 | . | T039 | 0.3 | 144.7126
DK_CA_Aarhus | . | S25 | . | T040 | 0.3 | 144.7126
DK_CA_Aarhus | . | S25 | . | T041 | 0.3 | 144.7126
DK_CA_Aarhus | . | S25 | . | T042 | 0.3 | 144.7126
DK_CA_Aarhus | . | S25 | . | T043 | 0.3 | 144.7126
DK_CA_Aarhus | . | S25 | . | T044 | 0.19 | 91.6513
DK_CA_Aarhus | . | S25 | . | T045 | 0.3 | 144.7126
DK_CA_Aarhus | . | S25 | . | T046 | 0.3 | 144.7126
DK_CA_Aarhus | . | S25 | . | T047 | 0.3 | 144.7126
DK_CA_Aarhus | . | S25 | . | T048 | 0.3 | 144.7126
DK_CA_Aarhus | . | S25 | . | T049 | 0.42 | 202.5976
DK_CA_Aarhus | . | S25 | . | T050 | 0.42 | 202.5976
DK_CA_Aarhus | . | S25 | . | T051 | 0.42 | 202.5976
DK_CA_Aarhus | . | S25 | . | T052 | 0.42 | 202.5976
DK_CA_Aarhus | . | S25 | . | T053 | 0.42 | 202.5976
DK_CA_Aarhus | . | S25 | . | T054 | 0.42 | 202.5976
DK_CA_Aarhus | . | S25 | . | T055 | 0.3 | 144.7126
DK_CA_Aarhus | . | S25 | . | T056 | 0.3 | 144.7126
DK_CA_Aarhus | . | S25 | . | T057 | 0.3 | 144.7126
DK_CA_Aarhus | . | S25 | . | T058 | 0.3 | 144.7126
DK_CA_Aarhus | . | S25 | . | T059 | 0.3 | 144.7126
DK_CA_Aarhus | . | S25 | . | T060 | 0.3 | 144.7126
DK_CA_Aarhus | . | S25 | . | T061 | 0.3 | 144.7126
DK_CA_Aarhus | . | S25 | . | T062 | 0.19 | 91.6513
DK_CA_Aarhus | . | S25 | . | T063 | 0.3 | 144.7126
DK_CA_Aarhus | . | S25 | . | T064 | 0.3 | 144.7126
DK_CA_Aarhus | . | S25 | . | T065 | 0.19 | 91.6513
DK_CA_Aarhus | . | S25 | . | T066 | 0.19 | 91.6513
DK_CA_Aarhus | . | S25 | . | T067 | 0.12 | 57.885
DK_CA_Aarhus | . | S25 | . | T068 | 0.12 | 57.885
DK_CA_Aarhus | . | S25 | . | T069 | 0.12 | 57.885
DK_CA_Aarhus | . | S25 | . | T070 | 0.06 | 28.9425
DK_CA_Aarhus | . | S25 | . | T071 | 0.12 | 57.885
DK_CA_Aarhus | . | S25 | . | T072 | 0.12 | 57.885
DK_CA_Aarhus | . | S25 | . | T073 | 0.12 | 57.885
DK_CA_Aarhus | . | S25 | . | T074 | 0.12 | 57.885
DK_CA_Aarhus | . | S25 | . | T075 | 0.19 | 91.6513
DK_CA_Aarhus | . | S25 | . | T076 | 0.19 | 91.6513
DK_CA_Aarhus | . | S25 | . | T077 | 0.19 | 91.6513
DK_CA_Aarhus | . | S25 | . | T078 | 0.19 | 91.6513
DK_CA_Aarhus | . | S25 | . | T079 | 0.19 | 91.6513
DK_CA_Aarhus | . | S25 | . | T080 | 0.19 | 91.6513
DK_CA_Aarhus | . | S25 | . | T081 | 0.19 | 91.6513
DK_CA_Aarhus | . | S25 | . | T082 | 0.3 | 144.7126
DK_CA_Aarhus | . | S25 | . | T083 | 0.42 | 202.5976
DK_CA_Aarhus | . | S25 | . | T084 | 0.42 | 202.5976
DK_CA_Aarhus | . | S25 | . | T085 | 0.42 | 202.5976
DK_CA_Aarhus | . | S25 | . | T086 | 0.57 | 274.954
DK_CA_Aarhus | . | S25 | . | T087 | 0.57 | 274.954
DK_CA_Aarhus | . | S25 | . | T088 | 0.72 | 347.3103
DK_CA_Aarhus | . | S25 | . | T089 | 0.72 | 347.3103
DK_CA_Aarhus | . | S25 | . | T090 | 0.57 | 274.954
DK_CA_Aarhus | . | S25 | . | T091 | 0.42 | 202.5976
DK_CA_Aarhus | . | S25 | . | T092 | 0.42 | 202.5976
DK_CA_Aarhus | . | S25 | . | T093 | 0.3 | 144.7126
DK_CA_Aarhus | . | S25 | . | T094 | 0.3 | 144.7126
DK_CA_Aarhus | . | S25 | . | T095 | 0.19 | 91.6513
DK_CA_Aarhus | . | S25 | . | T096 | 0.19 | 91.6513
DK_CA_Aarhus | . | S25 | . | T097 | 0.19 | 91.6513
DK_CA_Aarhus | . | S25 | . | T098 | 0.19 | 91.6513
DK_CA_Aarhus | . | S25 | . | T099 | 0.19 | 91.6513
DK_CA_Aarhus | . | S25 | . | T100 | 0.12 | 57.885
DK_CA_Aarhus | . | S25 | . | T101 | 0.12 | 57.885
DK_CA_Aarhus | . | S25 | . | T102 | 0.06 | 28.9425
DK_CA_Aarhus | . | S25 | . | T103 | 0.06 | 28.9425
DK_CA_Aarhus | . | S25 | . | T104 | 0.12 | 57.885
DK_CA_Aarhus | . | S25 | . | T105 | 0.19 | 91.6513
DK_CA_Aarhus | . | S25 | . | T106 | 0.3 | 144.7126
DK_CA_Aarhus | . | S25 | . | T107 | 0.3 | 144.7126
DK_CA_Aarhus | . | S25 | . | T108 | 0.57 | 274.954
DK_CA_Aarhus | . | S25 | . | T109 | 0.57 | 274.954
DK_CA_Aarhus | . | S25 | . | T110 | 0.42 | 202.5976
DK_CA_Aarhus | . | S25 | . | T111 | 0.42 | 202.5976
DK_CA_Aarhus | . | S25 | . | T112 | 0.42 | 202.5976
DK_CA_Aarhus | . | S25 | . | T113 | 0.42 | 202.5976
DK_CA_Aarhus | . | S25 | . | T114 | 0.42 | 202.5976
DK_CA_Aarhus | . | S25 | . | T115 | 0.3 | 144.7126
DK_CA_Aarhus | . | S25 | . | T116 | 0.19 | 91.6513
DK_CA_Aarhus | . | S25 | . | T117 | 0.12 | 57.885
DK_CA_Aarhus | . | S25 | . | T118 | 0.12 | 57.885
DK_CA_Aarhus | . | S25 | . | T119 | 0.12 | 57.885
DK_CA_Aarhus | . | S25 | . | T120 | 0.06 | 28.9425
DK_CA_Aarhus | . | S25 | . | T121 | 0.06 | 28.9425
DK_CA_Aarhus | . | S25 | . | T122 | 0.06 | 28.9425
DK_CA_Aarhus | . | S25 | . | T123 | 0.03 | 14.4713
DK_CA_Aarhus | . | S25 | . | T124 | 0 | 0
DK_CA_Aarhus | . | S25 | . | T125 | 0 | 0
DK_CA_Aarhus | . | S25 | . | T126 | 0 | 0
DK_CA_Aarhus | . | S25 | . | T127 | 0.03 | 14.4713
DK_CA_Aarhus | . | S25 | . | T128 | 0.06 | 28.9425
DK_CA_Aarhus | . | S25 | . | T129 | 0.06 | 28.9425
DK_CA_Aarhus | . | S25 | . | T130 | 0.06 | 28.9425
DK_CA_Aarhus | . | S25 | . | T131 | 0.12 | 57.885
DK_CA_Aarhus | . | S25 | . | T132 | 0.12 | 57.885
DK_CA_Aarhus | . | S25 | . | T133 | 0.19 | 91.6513
DK_CA_Aarhus | . | S25 | . | T134 | 0.42 | 202.5976
DK_CA_Aarhus | . | S25 | . | T135 | 0.42 | 202.5976
DK_CA_Aarhus | . | S25 | . | T136 | 0.42 | 202.5976
DK_CA_Aarhus | . | S25 | . | T137 | 0.42 | 202.5976
DK_CA_Aarhus | . | S25 | . | T138 | 0.42 | 202.5976
DK_CA_Aarhus | . | S25 | . | T139 | 0.42 | 202.5976
DK_CA_Aarhus | . | S25 | . | T140 | 0.42 | 202.5976
DK_CA_Aarhus | . | S25 | . | T141 | 0.42 | 202.5976
DK_CA_Aarhus | . | S25 | . | T142 | 0.3 | 144.7126
DK_CA_Aarhus | . | S25 | . | T143 | 0.3 | 144.7126
DK_CA_Aarhus | . | S25 | . | T144 | 0.3 | 144.7126
DK_CA_Aarhus | . | S25 | . | T145 | 0.3 | 144.7126
DK_CA_Aarhus | . | S25 | . | T146 | 0.3 | 144.7126
DK_CA_Aarhus | . | S25 | . | T147 | 0.3 | 144.7126
DK_CA_Aarhus | . | S25 | . | T148 | 0.42 | 202.5976
DK_CA_Aarhus | . | S25 | . | T149 | 0.3 | 144.7126
DK_CA_Aarhus | . | S25 | . | T150 | 0.19 | 91.6513
DK_CA_Aarhus | . | S25 | . | T151 | 0.12 | 57.885
DK_CA_Aarhus | . | S25 | . | T152 | 0.06 | 28.9425
DK_CA_Aarhus | . | S25 | . | T153 | 0.06 | 28.9425
DK_CA_Aarhus | . | S25 | . | T154 | 0.12 | 57.885
DK_CA_Aarhus | . | S25 | . | T155 | 0.12 | 57.885
DK_CA_Aarhus | . | S25 | . | T156 | 0.19 | 91.6513
DK_CA_Aarhus | . | S25 | . | T157 | 0.19 | 91.6513
DK_CA_Aarhus | . | S25 | . | T158 | 0.19 | 91.6513
DK_CA_Aarhus | . | S25 | . | T159 | 0.19 | 91.6513
DK_CA_Aarhus | . | S25 | . | T160 | 0.3 | 144.7126
DK_CA_Aarhus | . | S25 | . | T161 | 0.3 | 144.7126
DK_CA_Aarhus | . | S25 | . | T162 | 0.19 | 91.6513
DK_CA_Aarhus | . | S25 | . | T163 | 0.19 | 91.6513
DK_CA_Aarhus | . | S25 | . | T164 | 0.19 | 91.6513
DK_CA_Aarhus | . | S25 | . | T165 | 0.19 | 91.6513
DK_CA_Aarhus | . | S25 | . | T166 | 0.19 | 91.6513
DK_CA_Aarhus | . | S25 | . | T167 | 0.19 | 91.6513
DK_CA_Aarhus | . | S25 | . | T168 | 0.19 | 91.6513
DK_CA_Aarhus | . | S26 | . | T001 | 0.19 | 91.6513
DK_CA_Aarhus | . | S26 | . | T002 | 0.19 | 91.6513
DK_CA_Aarhus | . | S26 | . | T003 | 0.19 | 91.6513
DK_CA_Aarhus | . | S26 | . | T004 | 0.3 | 144.7126
DK_CA_Aarhus | . | S26 | . | T005 | 0.3 | 144.7126
DK_CA_Aarhus | . | S26 | . | T006 | 0.19 | 91.6513
DK_CA_Aarhus | . | S26 | . | T007 | 0.19 | 91.6513
DK_CA_Aarhus | . | S26 | . | T008 | 0.19 | 91.6513
DK_CA_Aarhus | . | S26 | . | T009 | 0.19 | 91.6513
DK_CA_Aarhus | . | S26 | . | T010 | 0.19 | 91.6513
DK_CA_Aarhus | . | S26 | . | T011 | 0.19 | 91.6513
DK_CA_Aarhus | . | S26 | . | T012 | 0.19 | 91.6513
DK_CA_Aarhus | . | S26 | . | T013 | 0.19 | 91.6513
DK_CA_Aarhus | . | S26 | . | T014 | 0.19 | 91.6513
DK_CA_Aarhus | . | S26 | . | T015 | 0.19 | 91.6513
DK_CA_Aarhus | . | S26 | . | T016 | 0.19 | 91.6513
DK_CA_Aarhus | . | S26 | . | T017 | 0.19 | 91.6513
DK_CA_Aarhus | . | S26 | . | T018 | 0.19 | 91.6513
DK_CA_Aarhus | . | S26 | . | T019 | 0.12 | 57.885
DK_CA_Aarhus | . | S26 | . | T020 | 0.12 | 57.885
DK_CA_Aarhus | . | S26 | . | T021 | 0.12 | 57.885
DK_CA_Aarhus | . | S26 | . | T022 | 0.12 | 57.885
DK_CA_Aarhus | . | S26 | . | T023 | 0.12 | 57.885
DK_CA_Aarhus | . | S26 | . | T024 | 0.12 | 57.885
DK_CA_Aarhus | . | S26 | . | T025 | 0.06 | 28.9425
DK_CA_Aarhus | . | S26 | . | T026 | 0.12 | 57.885
DK_CA_Aarhus | . | S26 | . | T027 | 0.06 | 28.9425
DK_CA_Aarhus | . | S26 | . | T028 | 0.06 | 28.9425
DK_CA_Aarhus | . | S26 | . | T029 | 0.12 | 57.885
DK_CA_Aarhus | . | S26 | . | T030 | 0.12 | 57.885
DK_CA_Aarhus | . | S26 | . | T031 | 0.12 | 57.885
DK_CA_Aarhus | . | S26 | . | T032 | 0.12 | 57.885
DK_CA_Aarhus | . | S26 | . | T033 | 0.12 | 57.885
DK_CA_Aarhus | . | S26 | . | T034 | 0.12 | 57.885
DK_CA_Aarhus | . | S26 | . | T035 | 0.12 | 57.885
DK_CA_Aarhus | . | S26 | . | T036 | 0.12 | 57.885
DK_CA_Aarhus | . | S26 | . | T037 | 0.19 | 91.6513
DK_CA_Aarhus | . | S26 | . | T038 | 0.19 | 91.6513
DK_CA_Aarhus | . | S26 | . | T039 | 0.19 | 91.6513
DK_CA_Aarhus | . | S26 | . | T040 | 0.19 | 91.6513
DK_CA_Aarhus | . | S26 | . | T041 | 0.12 | 57.885
DK_CA_Aarhus | . | S26 | . | T042 | 0.12 | 57.885
DK_CA_Aarhus | . | S26 | . | T043 | 0.12 | 57.885
DK_CA_Aarhus | . | S26 | . | T044 | 0.12 | 57.885
DK_CA_Aarhus | . | S26 | . | T045 | 0.12 | 57.885
DK_CA_Aarhus | . | S26 | . | T046 | 0.12 | 57.885
DK_CA_Aarhus | . | S26 | . | T047 | 0.19 | 91.6513
DK_CA_Aarhus | . | S26 | . | T048 | 0.19 | 91.6513
DK_CA_Aarhus | . | S26 | . | T049 | 0.19 | 91.6513
DK_CA_Aarhus | . | S26 | . | T050 | 0.19 | 91.6513
DK_CA_Aarhus | . | S26 | . | T051 | 0.19 | 91.6513
DK_CA_Aarhus | . | S26 | . | T052 | 0.19 | 91.6513
DK_CA_Aarhus | . | S26 | . | T053 | 0.12 | 57.885
DK_CA_Aarhus | . | S26 | . | T054 | 0.12 | 57.885
DK_CA_Aarhus | . | S26 | . | T055 | 0.06 | 28.9425
DK_CA_Aarhus | . | S26 | . | T056 | 0.06 | 28.9425
DK_CA_Aarhus | . | S26 | . | T057 | 0.06 | 28.9425
DK_CA_Aarhus | . | S26 | . | T058 | 0.06 | 28.9425
DK_CA_Aarhus | . | S26 | . | T059 | 0.12 | 57.885
DK_CA_Aarhus | . | S26 | . | T060 | 0.12 | 57.885
DK_CA_Aarhus | . | S26 | . | T061 | 0.12 | 57.885
DK_CA_Aarhus | . | S26 | . | T062 | 0.12 | 57.885
DK_CA_Aarhus | . | S26 | . | T063 | 0.12 | 57.885
DK_CA_Aarhus | . | S26 | . | T064 | 0.06 | 28.9425
DK_CA_Aarhus | . | S26 | . | T065 | 0.06 | 28.9425
DK_CA_Aarhus | . | S26 | . | T066 | 0.03 | 14.4713
DK_CA_Aarhus | . | S26 | . | T067 | 0 | 0
DK_CA_Aarhus | . | S26 | . | T068 | 0 | 0
DK_CA_Aarhus | . | S26 | . | T069 | 0 | 0
DK_CA_Aarhus | . | S26 | . | T070 | 0 | 0
DK_CA_Aarhus | . | S26 | . | T071 | 0 | 0
DK_CA_Aarhus | . | S26 | . | T072 | 0 | 0
DK_CA_Aarhus | . | S26 | . | T073 | 0 | 0
DK_CA_Aarhus | . | S26 | . | T074 | 0 | 0
DK_CA_Aarhus | . | S26 | . | T075 | 0 | 0
DK_CA_Aarhus | . | S26 | . | T076 | 0.06 | 28.9425
DK_CA_Aarhus | . | S26 | . | T077 | 0.12 | 57.885
DK_CA_Aarhus | . | S26 | . | T078 | 0.19 | 91.6513
DK_CA_Aarhus | . | S26 | . | T079 | 0.3 | 144.7126
DK_CA_Aarhus | . | S26 | . | T080 | 0.19 | 91.6513
DK_CA_Aarhus | . | S26 | . | T081 | 0.12 | 57.885
DK_CA_Aarhus | . | S26 | . | T082 | 0.12 | 57.885
DK_CA_Aarhus | . | S26 | . | T083 | 0.19 | 91.6513
DK_CA_Aarhus | . | S26 | . | T084 | 0.3 | 144.7126
DK_CA_Aarhus | . | S26 | . | T085 | 0.42 | 202.5976
DK_CA_Aarhus | . | S26 | . | T086 | 0.57 | 274.954
DK_CA_Aarhus | . | S26 | . | T087 | 0.57 | 274.954
DK_CA_Aarhus | . | S26 | . | T088 | 0.57 | 274.954
DK_CA_Aarhus | . | S26 | . | T089 | 0.57 | 274.954
DK_CA_Aarhus | . | S26 | . | T090 | 0.42 | 202.5976
DK_CA_Aarhus | . | S26 | . | T091 | 0.42 | 202.5976
DK_CA_Aarhus | . | S26 | . | T092 | 0.42 | 202.5976
DK_CA_Aarhus | . | S26 | . | T093 | 0.42 | 202.5976
DK_CA_Aarhus | . | S26 | . | T094 | 0.3 | 144.7126
DK_CA_Aarhus | . | S26 | . | T095 | 0.3 | 144.7126
DK_CA_Aarhus | . | S26 | . | T096 | 0.19 | 91.6513
DK_CA_Aarhus | . | S26 | . | T097 | 0.19 | 91.6513
DK_CA_Aarhus | . | S26 | . | T098 | 0.12 | 57.885
DK_CA_Aarhus | . | S26 | . | T099 | 0.12 | 57.885
DK_CA_Aarhus | . | S26 | . | T100 | 0.03 | 14.4713
DK_CA_Aarhus | . | S26 | . | T101 | 0.03 | 14.4713
DK_CA_Aarhus | . | S26 | . | T102 | 0.06 | 28.9425
DK_CA_Aarhus | . | S26 | . | T103 | 0.03 | 14.4713
DK_CA_Aarhus | . | S26 | . | T104 | 0.03 | 14.4713
DK_CA_Aarhus | . | S26 | . | T105 | 0.06 | 28.9425
DK_CA_Aarhus | . | S26 | . | T106 | 0.06 | 28.9425
DK_CA_Aarhus | . | S26 | . | T107 | 0.06 | 28.9425
DK_CA_Aarhus | . | S26 | . | T108 | 0.12 | 57.885
DK_CA_Aarhus | . | S26 | . | T109 | 0.12 | 57.885
DK_CA_Aarhus | . | S26 | . | T110 | 0.19 | 91.6513
DK_CA_Aarhus | . | S26 | . | T111 | 0.19 | 91.6513
DK_CA_Aarhus | . | S26 | . | T112 | 0.19 | 91.6513
DK_CA_Aarhus | . | S26 | . | T113 | 0.19 | 91.6513
DK_CA_Aarhus | . | S26 | . | T114 | 0.19 | 91.6513
DK_CA_Aarhus | . | S26 | . | T115 | 0.19 | 91.6513
DK_CA_Aarhus | . | S26 | . | T116 | 0.19 | 91.6513
DK_CA_Aarhus | . | S26 | . | T117 | 0.12 | 57.885
DK_CA_Aarhus | . | S26 | . | T118 | 0.12 | 57.885
DK_CA_Aarhus | . | S26 | . | T119 | 0.12 | 57.885
DK_CA_Aarhus | . | S26 | . | T120 | 0.12 | 57.885
DK_CA_Aarhus | . | S26 | . | T121 | 0.12 | 57.885
DK_CA_Aarhus | . | S26 | . | T122 | 0.12 | 57.885
DK_CA_Aarhus | . | S26 | . | T123 | 0.19 | 91.6513
DK_CA_Aarhus | . | S26 | . | T124 | 0.12 | 57.885
DK_CA_Aarhus | . | S26 | . | T125 | 0.19 | 91.6513
DK_CA_Aarhus | . | S26 | . | T126 | 0.12 | 57.885
DK_CA_Aarhus | . | S26 | . | T127 | 0.06 | 28.9425
DK_CA_Aarhus | . | S26 | . | T128 | 0.06 | 28.9425
DK_CA_Aarhus | . | S26 | . | T129 | 0.06 | 28.9425
DK_CA_Aarhus | . | S26 | . | T130 | 0.06 | 28.9425
DK_CA_Aarhus | . | S26 | . | T131 | 0.12 | 57.885
DK_CA_Aarhus | . | S26 | . | T132 | 0.19 | 91.6513
DK_CA_Aarhus | . | S26 | . | T133 | 0.19 | 91.6513
DK_CA_Aarhus | . | S26 | . | T134 | 0.19 | 91.6513
DK_CA_Aarhus | . | S26 | . | T135 | 0.19 | 91.6513
DK_CA_Aarhus | . | S26 | . | T136 | 0.19 | 91.6513
DK_CA_Aarhus | . | S26 | . | T137 | 0.19 | 91.6513
DK_CA_Aarhus | . | S26 | . | T138 | 0.12 | 57.885
DK_CA_Aarhus | . | S26 | . | T139 | 0.12 | 57.885
DK_CA_Aarhus | . | S26 | . | T140 | 0.06 | 28.9425
DK_CA_Aarhus | . | S26 | . | T141 | 0.06 | 28.9425
DK_CA_Aarhus | . | S26 | . | T142 | 0.12 | 57.885
DK_CA_Aarhus | . | S26 | . | T143 | 0.12 | 57.885
DK_CA_Aarhus | . | S26 | . | T144 | 0.19 | 91.6513
DK_CA_Aarhus | . | S26 | . | T145 | 0.19 | 91.6513
DK_CA_Aarhus | . | S26 | . | T146 | 0.19 | 91.6513
DK_CA_Aarhus | . | S26 | . | T147 | 0.19 | 91.6513
DK_CA_Aarhus | . | S26 | . | T148 | 0.19 | 91.6513
DK_CA_Aarhus | . | S26 | . | T149 | 0.19 | 91.6513
DK_CA_Aarhus | . | S26 | . | T150 | 0.19 | 91.6513
DK_CA_Aarhus | . | S26 | . | T151 | 0.19 | 91.6513
DK_CA_Aarhus | . | S26 | . | T152 | 0.3 | 144.7126
DK_CA_Aarhus | . | S26 | . | T153 | 0.19 | 91.6513
DK_CA_Aarhus | . | S26 | . | T154 | 0.3 | 144.7126
DK_CA_Aarhus | . | S26 | . | T155 | 0.3 | 144.7126
DK_CA_Aarhus | . | S26 | . | T156 | 0.3 | 144.7126
DK_CA_Aarhus | . | S26 | . | T157 | 0.3 | 144.7126
DK_CA_Aarhus | . | S26 | . | T158 | 0.3 | 144.7126
DK_CA_Aarhus | . | S26 | . | T159 | 0.3 | 144.7126
DK_CA_Aarhus | . | S26 | . | T160 | 0.19 | 91.6513
DK_CA_Aarhus | . | S26 | . | T161 | 0.19 | 91.6513
DK_CA_Aarhus | . | S26 | . | T162 | 0.19 | 91.6513
DK_CA_Aarhus | . | S26 | . | T163 | 0.19 | 91.6513
DK_CA_Aarhus | . | S26 | . | T164 | 0.19 | 91.6513
DK_CA_Aarhus | . | S26 | . | T165 | 0.19 | 91.6513
DK_CA_Aarhus | . | S26 | . | T166 | 0.19 | 91.6513
DK_CA_Aarhus | . | S26 | . | T167 | 0.19 | 91.6513
DK_CA_Aarhus | . | S26 | . | T168 | 0.19 | 91.6513
DK_CA_Aarhus | . | S27 | . | T001 | 0.3 | 144.7126
DK_CA_Aarhus | . | S27 | . | T002 | 0.3 | 144.7126
DK_CA_Aarhus | . | S27 | . | T003 | 0.3 | 144.7126
DK_CA_Aarhus | . | S27 | . | T004 | 0.3 | 144.7126
DK_CA_Aarhus | . | S27 | . | T005 | 0.3 | 144.7126
DK_CA_Aarhus | . | S27 | . | T006 | 0.19 | 91.6513
DK_CA_Aarhus | . | S27 | . | T007 | 0.19 | 91.6513
DK_CA_Aarhus | . | S27 | . | T008 | 0.19 | 91.6513
DK_CA_Aarhus | . | S27 | . | T009 | 0.3 | 144.7126
DK_CA_Aarhus | . | S27 | . | T010 | 0.3 | 144.7126
DK_CA_Aarhus | . | S27 | . | T011 | 0.42 | 202.5976
DK_CA_Aarhus | . | S27 | . | T012 | 0.42 | 202.5976
DK_CA_Aarhus | . | S27 | . | T013 | 0.57 | 274.954
DK_CA_Aarhus | . | S27 | . | T014 | 0.57 | 274.954
DK_CA_Aarhus | . | S27 | . | T015 | 0.72 | 347.3103
DK_CA_Aarhus | . | S27 | . | T016 | 0.72 | 347.3103
DK_CA_Aarhus | . | S27 | . | T017 | 0.72 | 347.3103
DK_CA_Aarhus | . | S27 | . | T018 | 0.72 | 347.3103
DK_CA_Aarhus | . | S27 | . | T019 | 0.72 | 347.3103
DK_CA_Aarhus | . | S27 | . | T020 | 0.57 | 274.954
DK_CA_Aarhus | . | S27 | . | T021 | 0.57 | 274.954
DK_CA_Aarhus | . | S27 | . | T022 | 0.57 | 274.954
DK_CA_Aarhus | . | S27 | . | T023 | 0.57 | 274.954
DK_CA_Aarhus | . | S27 | . | T024 | 0.57 | 274.954
DK_CA_Aarhus | . | S27 | . | T025 | 0.57 | 274.954
DK_CA_Aarhus | . | S27 | . | T026 | 0.57 | 274.954
DK_CA_Aarhus | . | S27 | . | T027 | 0.42 | 202.5976
DK_CA_Aarhus | . | S27 | . | T028 | 0.42 | 202.5976
DK_CA_Aarhus | . | S27 | . | T029 | 0.42 | 202.5976
DK_CA_Aarhus | . | S27 | . | T030 | 0.3 | 144.7126
DK_CA_Aarhus | . | S27 | . | T031 | 0.3 | 144.7126
DK_CA_Aarhus | . | S27 | . | T032 | 0.3 | 144.7126
DK_CA_Aarhus | . | S27 | . | T033 | 0.19 | 91.6513
DK_CA_Aarhus | . | S27 | . | T034 | 0.19 | 91.6513
DK_CA_Aarhus | . | S27 | . | T035 | 0.12 | 57.885
DK_CA_Aarhus | . | S27 | . | T036 | 0.12 | 57.885
DK_CA_Aarhus | . | S27 | . | T037 | 0.12 | 57.885
DK_CA_Aarhus | . | S27 | . | T038 | 0.12 | 57.885
DK_CA_Aarhus | . | S27 | . | T039 | 0.12 | 57.885
DK_CA_Aarhus | . | S27 | . | T040 | 0.12 | 57.885
DK_CA_Aarhus | . | S27 | . | T041 | 0.12 | 57.885
DK_CA_Aarhus | . | S27 | . | T042 | 0.06 | 28.9425
DK_CA_Aarhus | . | S27 | . | T043 | 0.06 | 28.9425
DK_CA_Aarhus | . | S27 | . | T044 | 0.03 | 14.4713
DK_CA_Aarhus | . | S27 | . | T045 | 0.03 | 14.4713
DK_CA_Aarhus | . | S27 | . | T046 | 0.06 | 28.9425
DK_CA_Aarhus | . | S27 | . | T047 | 0.06 | 28.9425
DK_CA_Aarhus | . | S27 | . | T048 | 0.06 | 28.9425
DK_CA_Aarhus | . | S27 | . | T049 | 0.06 | 28.9425
DK_CA_Aarhus | . | S27 | . | T050 | 0.06 | 28.9425
DK_CA_Aarhus | . | S27 | . | T051 | 0.03 | 14.4713
DK_CA_Aarhus | . | S27 | . | T052 | 0 | 0
DK_CA_Aarhus | . | S27 | . | T053 | 0 | 0
DK_CA_Aarhus | . | S27 | . | T054 | 0 | 0
DK_CA_Aarhus | . | S27 | . | T055 | 0 | 0
DK_CA_Aarhus | . | S27 | . | T056 | 0 | 0
DK_CA_Aarhus | . | S27 | . | T057 | 0 | 0
DK_CA_Aarhus | . | S27 | . | T058 | 0 | 0
DK_CA_Aarhus | . | S27 | . | T059 | 0 | 0
DK_CA_Aarhus | . | S27 | . | T060 | 0 | 0
DK_CA_Aarhus | . | S27 | . | T061 | 0 | 0
DK_CA_Aarhus | . | S27 | . | T062 | 0 | 0
DK_CA_Aarhus | . | S27 | . | T063 | 0 | 0
DK_CA_Aarhus | . | S27 | . | T064 | 0 | 0
DK_CA_Aarhus | . | S27 | . | T065 | 0 | 0
DK_CA_Aarhus | . | S27 | . | T066 | 0 | 0
DK_CA_Aarhus | . | S27 | . | T067 | 0 | 0
DK_CA_Aarhus | . | S27 | . | T068 | 0.03 | 14.4713
DK_CA_Aarhus | . | S27 | . | T069 | 0.12 | 57.885
DK_CA_Aarhus | . | S27 | . | T070 | 0.19 | 91.6513
DK_CA_Aarhus | . | S27 | . | T071 | 0.19 | 91.6513
DK_CA_Aarhus | . | S27 | . | T072 | 0.19 | 91.6513
DK_CA_Aarhus | . | S27 | . | T073 | 0.19 | 91.6513
DK_CA_Aarhus | . | S27 | . | T074 | 0.19 | 91.6513
DK_CA_Aarhus | . | S27 | . | T075 | 0.3 | 144.7126
DK_CA_Aarhus | . | S27 | . | T076 | 0.3 | 144.7126
DK_CA_Aarhus | . | S27 | . | T077 | 0.3 | 144.7126
DK_CA_Aarhus | . | S27 | . | T078 | 0.3 | 144.7126
DK_CA_Aarhus | . | S27 | . | T079 | 0.19 | 91.6513
DK_CA_Aarhus | . | S27 | . | T080 | 0.06 | 28.9425
DK_CA_Aarhus | . | S27 | . | T081 | 0.06 | 28.9425
DK_CA_Aarhus | . | S27 | . | T082 | 0.12 | 57.885
DK_CA_Aarhus | . | S27 | . | T083 | 0.19 | 91.6513
DK_CA_Aarhus | . | S27 | . | T084 | 0.19 | 91.6513
DK_CA_Aarhus | . | S27 | . | T085 | 0.3 | 144.7126
DK_CA_Aarhus | . | S27 | . | T086 | 0.3 | 144.7126
DK_CA_Aarhus | . | S27 | . | T087 | 0.19 | 91.6513
DK_CA_Aarhus | . | S27 | . | T088 | 0.19 | 91.6513
DK_CA_Aarhus | . | S27 | . | T089 | 0.19 | 91.6513
DK_CA_Aarhus | . | S27 | . | T090 | 0.19 | 91.6513
DK_CA_Aarhus | . | S27 | . | T091 | 0.19 | 91.6513
DK_CA_Aarhus | . | S27 | . | T092 | 0.19 | 91.6513
DK_CA_Aarhus | . | S27 | . | T093 | 0.19 | 91.6513
DK_CA_Aarhus | . | S27 | . | T094 | 0.19 | 91.6513
DK_CA_Aarhus | . | S27 | . | T095 | 0.19 | 91.6513
DK_CA_Aarhus | . | S27 | . | T096 | 0.3 | 144.7126
DK_CA_Aarhus | . | S27 | . | T097 | 0.19 | 91.6513
DK_CA_Aarhus | . | S27 | . | T098 | 0.3 | 144.7126
DK_CA_Aarhus | . | S27 | . | T099 | 0.3 | 144.7126
DK_CA_Aarhus | . | S27 | . | T100 | 0.3 | 144.7126
DK_CA_Aarhus | . | S27 | . | T101 | 0.3 | 144.7126
DK_CA_Aarhus | . | S27 | . | T102 | 0.19 | 91.6513
DK_CA_Aarhus | . | S27 | . | T103 | 0.06 | 28.9425
DK_CA_Aarhus | . | S27 | . | T104 | 0.03 | 14.4713
DK_CA_Aarhus | . | S27 | . | T105 | 0.03 | 14.4713
DK_CA_Aarhus | . | S27 | . | T106 | 0.06 | 28.9425
DK_CA_Aarhus | . | S27 | . | T107 | 0.12 | 57.885
DK_CA_Aarhus | . | S27 | . | T108 | 0.12 | 57.885
DK_CA_Aarhus | . | S27 | . | T109 | 0.12 | 57.885
DK_CA_Aarhus | . | S27 | . | T110 | 0.12 | 57.885
DK_CA_Aarhus | . | S27 | . | T111 | 0.12 | 57.885
DK_CA_Aarhus | . | S27 | . | T112 | 0.12 | 57.885
DK_CA_Aarhus | . | S27 | . | T113 | 0.06 | 28.9425
DK_CA_Aarhus | . | S27 | . | T114 | 0.06 | 28.9425
DK_CA_Aarhus | . | S27 | . | T115 | 0.06 | 28.9425
DK_CA_Aarhus | . | S27 | . | T116 | 0.06 | 28.9425
DK_CA_Aarhus | . | S27 | . | T117 | 0.12 | 57.885
DK_CA_Aarhus | . | S27 | . | T118 | 0.12 | 57.885
DK_CA_Aarhus | . | S27 | . | T119 | 0.19 | 91.6513
DK_CA_Aarhus | . | S27 | . | T120 | 0.19 | 91.6513
DK_CA_Aarhus | . | S27 | . | T121 | 0.19 | 91.6513
DK_CA_Aarhus | . | S27 | . | T122 | 0.19 | 91.6513
DK_CA_Aarhus | . | S27 | . | T123 | 0.19 | 91.6513
DK_CA_Aarhus | . | S27 | . | T124 | 0.19 | 91.6513
DK_CA_Aarhus | . | S27 | . | T125 | 0.19 | 91.6513
DK_CA_Aarhus | . | S27 | . | T126 | 0.19 | 91.6513
DK_CA_Aarhus | . | S27 | . | T127 | 0.06 | 28.9425
DK_CA_Aarhus | . | S27 | . | T128 | 0.12 | 57.885
DK_CA_Aarhus | . | S27 | . | T129 | 0.03 | 14.4713
DK_CA_Aarhus | . | S27 | . | T130 | 0.06 | 28.9425
DK_CA_Aarhus | . | S27 | . | T131 | 0.12 | 57.885
DK_CA_Aarhus | . | S27 | . | T132 | 0.12 | 57.885
DK_CA_Aarhus | . | S27 | . | T133 | 0.19 | 91.6513
DK_CA_Aarhus | . | S27 | . | T134 | 0.3 | 144.7126
DK_CA_Aarhus | . | S27 | . | T135 | 0.19 | 91.6513
DK_CA_Aarhus | . | S27 | . | T136 | 0.19 | 91.6513
DK_CA_Aarhus | . | S27 | . | T137 | 0.12 | 57.885
DK_CA_Aarhus | . | S27 | . | T138 | 0.12 | 57.885
DK_CA_Aarhus | . | S27 | . | T139 | 0.12 | 57.885
DK_CA_Aarhus | . | S27 | . | T140 | 0.12 | 57.885
DK_CA_Aarhus | . | S27 | . | T141 | 0.19 | 91.6513
DK_CA_Aarhus | . | S27 | . | T142 | 0.3 | 144.7126
DK_CA_Aarhus | . | S27 | . | T143 | 0.3 | 144.7126
DK_CA_Aarhus | . | S27 | . | T144 | 0.3 | 144.7126
DK_CA_Aarhus | . | S27 | . | T145 | 0.3 | 144.7126
DK_CA_Aarhus | . | S27 | . | T146 | 0.3 | 144.7126
DK_CA_Aarhus | . | S27 | . | T147 | 0.3 | 144.7126
DK_CA_Aarhus | . | S27 | . | T148 | 0.3 | 144.7126
DK_CA_Aarhus | . | S27 | . | T149 | 0.3 | 144.7126
DK_CA_Aarhus | . | S27 | . | T150 | 0.19 | 91.6513
DK_CA_Aarhus | . | S27 | . | T151 | 0.19 | 91.6513
DK_CA_Aarhus | . | S27 | . | T152 | 0.19 | 91.6513
DK_CA_Aarhus | . | S27 | . | T153 | 0.3 | 144.7126
DK_CA_Aarhus | . | S27 | . | T154 | 0.42 | 202.5976
DK_CA_Aarhus | . | S27 | . | T155 | 0.57 | 274.954
DK_CA_Aarhus | . | S27 | . | T156 | 0.72 | 347.3103
DK_CA_Aarhus | . | S27 | . | T157 | 0.72 | 347.3103
DK_CA_Aarhus | . | S27 | . | T158 | 0.85 | 410.0191
DK_CA_Aarhus | . | S27 | . | T159 | 0.85 | 410.0191
DK_CA_Aarhus | . | S27 | . | T160 | 0.72 | 347.3103
DK_CA_Aarhus | . | S27 | . | T161 | 0.72 | 347.3103
DK_CA_Aarhus | . | S27 | . | T162 | 0.57 | 274.954
DK_CA_Aarhus | . | S27 | . | T163 | 0.57 | 274.954
DK_CA_Aarhus | . | S27 | . | T164 | 0.57 | 274.954
DK_CA_Aarhus | . | S27 | . | T165 | 0.57 | 274.954
DK_CA_Aarhus | . | S27 | . | T166 | 0.57 | 274.954
DK_CA_Aarhus | . | S27 | . | T167 | 0.42 | 202.5976
DK_CA_Aarhus | . | S27 | . | T168 | 0.3 | 144.7126
DK_CA_Aarhus | . | S28 | . | T001 | 0.19 | 91.6513
DK_CA_Aarhus | . | S28 | . | T002 | 0.12 | 57.885
DK_CA_Aarhus | . | S28 | . | T003 | 0.12 | 57.885
DK_CA_Aarhus | . | S28 | . | T004 | 0.12 | 57.885
DK_CA_Aarhus | . | S28 | . | T005 | 0.06 | 28.9425
DK_CA_Aarhus | . | S28 | . | T006 | 0.06 | 28.9425
DK_CA_Aarhus | . | S28 | . | T007 | 0.06 | 28.9425
DK_CA_Aarhus | . | S28 | . | T008 | 0 | 0
DK_CA_Aarhus | . | S28 | . | T009 | 0 | 0
DK_CA_Aarhus | . | S28 | . | T010 | 0 | 0
DK_CA_Aarhus | . | S28 | . | T011 | 0 | 0
DK_CA_Aarhus | . | S28 | . | T012 | 0.03 | 14.4713
DK_CA_Aarhus | . | S28 | . | T013 | 0.03 | 14.4713
DK_CA_Aarhus | . | S28 | . | T014 | 0 | 0
DK_CA_Aarhus | . | S28 | . | T015 | 0 | 0
DK_CA_Aarhus | . | S28 | . | T016 | 0.06 | 28.9425
DK_CA_Aarhus | . | S28 | . | T017 | 0.12 | 57.885
DK_CA_Aarhus | . | S28 | . | T018 | 0.12 | 57.885
DK_CA_Aarhus | . | S28 | . | T019 | 0.12 | 57.885
DK_CA_Aarhus | . | S28 | . | T020 | 0.12 | 57.885
DK_CA_Aarhus | . | S28 | . | T021 | 0.12 | 57.885
DK_CA_Aarhus | . | S28 | . | T022 | 0.06 | 28.9425
DK_CA_Aarhus | . | S28 | . | T023 | 0.03 | 14.4713
DK_CA_Aarhus | . | S28 | . | T024 | 0.03 | 14.4713
DK_CA_Aarhus | . | S28 | . | T025 | 0.06 | 28.9425
DK_CA_Aarhus | . | S28 | . | T026 | 0.06 | 28.9425
DK_CA_Aarhus | . | S28 | . | T027 | 0.06 | 28.9425
DK_CA_Aarhus | . | S28 | . | T028 | 0.06 | 28.9425
DK_CA_Aarhus | . | S28 | . | T029 | 0.12 | 57.885
DK_CA_Aarhus | . | S28 | . | T030 | 0.12 | 57.885
DK_CA_Aarhus | . | S28 | . | T031 | 0.12 | 57.885
DK_CA_Aarhus | . | S28 | . | T032 | 0.19 | 91.6513
DK_CA_Aarhus | . | S28 | . | T033 | 0.19 | 91.6513
DK_CA_Aarhus | . | S28 | . | T034 | 0.19 | 91.6513
DK_CA_Aarhus | . | S28 | . | T035 | 0.19 | 91.6513
DK_CA_Aarhus | . | S28 | . | T036 | 0.19 | 91.6513
DK_CA_Aarhus | . | S28 | . | T037 | 0.19 | 91.6513
DK_CA_Aarhus | . | S28 | . | T038 | 0.19 | 91.6513
DK_CA_Aarhus | . | S28 | . | T039 | 0.19 | 91.6513
DK_CA_Aarhus | . | S28 | . | T040 | 0.19 | 91.6513
DK_CA_Aarhus | . | S28 | . | T041 | 0.19 | 91.6513
DK_CA_Aarhus | . | S28 | . | T042 | 0.19 | 91.6513
DK_CA_Aarhus | . | S28 | . | T043 | 0.19 | 91.6513
DK_CA_Aarhus | . | S28 | . | T044 | 0.19 | 91.6513
DK_CA_Aarhus | . | S28 | . | T045 | 0.19 | 91.6513
DK_CA_Aarhus | . | S28 | . | T046 | 0.19 | 91.6513
DK_CA_Aarhus | . | S28 | . | T047 | 0.19 | 91.6513
DK_CA_Aarhus | . | S28 | . | T048 | 0.19 | 91.6513
DK_CA_Aarhus | . | S28 | . | T049 | 0.19 | 91.6513
DK_CA_Aarhus | . | S28 | . | T050 | 0.12 | 57.885
DK_CA_Aarhus | . | S28 | . | T051 | 0.19 | 91.6513
DK_CA_Aarhus | . | S28 | . | T052 | 0.12 | 57.885
DK_CA_Aarhus | . | S28 | . | T053 | 0.12 | 57.885
DK_CA_Aarhus | . | S28 | . | T054 | 0.06 | 28.9425
DK_CA_Aarhus | . | S28 | . | T055 | 0.06 | 28.9425
DK_CA_Aarhus | . | S28 | . | T056 | 0.03 | 14.4713
DK_CA_Aarhus | . | S28 | . | T057 | 0.03 | 14.4713
DK_CA_Aarhus | . | S28 | . | T058 | 0.03 | 14.4713
DK_CA_Aarhus | . | S28 | . | T059 | 0.06 | 28.9425
DK_CA_Aarhus | . | S28 | . | T060 | 0.12 | 57.885
DK_CA_Aarhus | . | S28 | . | T061 | 0.19 | 91.6513
DK_CA_Aarhus | . | S28 | . | T062 | 0.19 | 91.6513
DK_CA_Aarhus | . | S28 | . | T063 | 0.3 | 144.7126
DK_CA_Aarhus | . | S28 | . | T064 | 0.3 | 144.7126
DK_CA_Aarhus | . | S28 | . | T065 | 0.3 | 144.7126
DK_CA_Aarhus | . | S28 | . | T066 | 0.3 | 144.7126
DK_CA_Aarhus | . | S28 | . | T067 | 0.19 | 91.6513
DK_CA_Aarhus | . | S28 | . | T068 | 0.19 | 91.6513
DK_CA_Aarhus | . | S28 | . | T069 | 0.19 | 91.6513
DK_CA_Aarhus | . | S28 | . | T070 | 0.12 | 57.885
DK_CA_Aarhus | . | S28 | . | T071 | 0.12 | 57.885
DK_CA_Aarhus | . | S28 | . | T072 | 0.19 | 91.6513
DK_CA_Aarhus | . | S28 | . | T073 | 0.3 | 144.7126
DK_CA_Aarhus | . | S28 | . | T074 | 0.42 | 202.5976
DK_CA_Aarhus | . | S28 | . | T075 | 0.57 | 274.954
DK_CA_Aarhus | . | S28 | . | T076 | 0.57 | 274.954
DK_CA_Aarhus | . | S28 | . | T077 | 0.57 | 274.954
DK_CA_Aarhus | . | S28 | . | T078 | 0.57 | 274.954
DK_CA_Aarhus | . | S28 | . | T079 | 0.57 | 274.954
DK_CA_Aarhus | . | S28 | . | T080 | 0.72 | 347.3103
DK_CA_Aarhus | . | S28 | . | T081 | 0.72 | 347.3103
DK_CA_Aarhus | . | S28 | . | T082 | 0.72 | 347.3103
DK_CA_Aarhus | . | S28 | . | T083 | 0.57 | 274.954
DK_CA_Aarhus | . | S28 | . | T084 | 0.72 | 347.3103
DK_CA_Aarhus | . | S28 | . | T085 | 0.72 | 347.3103
DK_CA_Aarhus | . | S28 | . | T086 | 0.72 | 347.3103
DK_CA_Aarhus | . | S28 | . | T087 | 0.72 | 347.3103
DK_CA_Aarhus | . | S28 | . | T088 | 0.72 | 347.3103
DK_CA_Aarhus | . | S28 | . | T089 | 0.72 | 347.3103
DK_CA_Aarhus | . | S28 | . | T090 | 0.57 | 274.954
DK_CA_Aarhus | . | S28 | . | T091 | 0.57 | 274.954
DK_CA_Aarhus | . | S28 | . | T092 | 0.42 | 202.5976
DK_CA_Aarhus | . | S28 | . | T093 | 0.42 | 202.5976
DK_CA_Aarhus | . | S28 | . | T094 | 0.42 | 202.5976
DK_CA_Aarhus | . | S28 | . | T095 | 0.42 | 202.5976
DK_CA_Aarhus | . | S28 | . | T096 | 0.57 | 274.954
DK_CA_Aarhus | . | S28 | . | T097 | 0.72 | 347.3103
DK_CA_Aarhus | . | S28 | . | T098 | 0.85 | 410.0191
DK_CA_Aarhus | . | S28 | . | T099 | 0.85 | 410.0191
DK_CA_Aarhus | . | S28 | . | T100 | 0.85 | 410.0191
DK_CA_Aarhus | . | S28 | . | T101 | 0.95 | 458.2566
DK_CA_Aarhus | . | S28 | . | T102 | 0.95 | 458.2566
DK_CA_Aarhus | . | S28 | . | T103 | 0.95 | 458.2566
DK_CA_Aarhus | . | S28 | . | T104 | 0.99 | 477.5516
DK_CA_Aarhus | . | S28 | . | T105 | 1 | 482.3754
DK_CA_Aarhus | . | S28 | . | T106 | 1 | 482.3754
DK_CA_Aarhus | . | S28 | . | T107 | 1 | 482.3754
DK_CA_Aarhus | . | S28 | . | T108 | 1 | 482.3754
DK_CA_Aarhus | . | S28 | . | T109 | 1 | 482.3754
DK_CA_Aarhus | . | S28 | . | T110 | 0.99 | 477.5516
DK_CA_Aarhus | . | S28 | . | T111 | 0.99 | 477.5516
DK_CA_Aarhus | . | S28 | . | T112 | 0.95 | 458.2566
DK_CA_Aarhus | . | S28 | . | T113 | 0.85 | 410.0191
DK_CA_Aarhus | . | S28 | . | T114 | 0.85 | 410.0191
DK_CA_Aarhus | . | S28 | . | T115 | 0.57 | 274.954
DK_CA_Aarhus | . | S28 | . | T116 | 0.42 | 202.5976
DK_CA_Aarhus | . | S28 | . | T117 | 0.3 | 144.7126
DK_CA_Aarhus | . | S28 | . | T118 | 0.3 | 144.7126
DK_CA_Aarhus | . | S28 | . | T119 | 0.3 | 144.7126
DK_CA_Aarhus | . | S28 | . | T120 | 0.3 | 144.7126
DK_CA_Aarhus | . | S28 | . | T121 | 0.42 | 202.5976
DK_CA_Aarhus | . | S28 | . | T122 | 0.42 | 202.5976
DK_CA_Aarhus | . | S28 | . | T123 | 0.42 | 202.5976
DK_CA_Aarhus | . | S28 | . | T124 | 0.42 | 202.5976
DK_CA_Aarhus | . | S28 | . | T125 | 0.42 | 202.5976
DK_CA_Aarhus | . | S28 | . | T126 | 0.42 | 202.5976
DK_CA_Aarhus | . | S28 | . | T127 | 0.42 | 202.5976
DK_CA_Aarhus | . | S28 | . | T128 | 0.57 | 274.954
DK_CA_Aarhus | . | S28 | . | T129 | 0.57 | 274.954
DK_CA_Aarhus | . | S28 | . | T130 | 0.72 | 347.3103
DK_CA_Aarhus | . | S28 | . | T131 | 0.72 | 347.3103
DK_CA_Aarhus | . | S28 | . | T132 | 0.72 | 347.3103
DK_CA_Aarhus | . | S28 | . | T133 | 0.72 | 347.3103
DK_CA_Aarhus | . | S28 | . | T134 | 0.57 | 274.954
DK_CA_Aarhus | . | S28 | . | T135 | 0.57 | 274.954
DK_CA_Aarhus | . | S28 | . | T136 | 0.57 | 274.954
DK_CA_Aarhus | . | S28 | . | T137 | 0.42 | 202.5976
DK_CA_Aarhus | . | S28 | . | T138 | 0.3 | 144.7126
DK_CA_Aarhus | . | S28 | . | T139 | 0.3 | 144.7126
DK_CA_Aarhus | . | S28 | . | T140 | 0.19 | 91.6513
DK_CA_Aarhus | . | S28 | . | T141 | 0.12 | 57.885
DK_CA_Aarhus | . | S28 | . | T142 | 0.12 | 57.885
DK_CA_Aarhus | . | S28 | . | T143 | 0.12 | 57.885
DK_CA_Aarhus | . | S28 | . | T144 | 0.19 | 91.6513
DK_CA_Aarhus | . | S28 | . | T145 | 0.19 | 91.6513
DK_CA_Aarhus | . | S28 | . | T146 | 0.12 | 57.885
DK_CA_Aarhus | . | S28 | . | T147 | 0.12 | 57.885
DK_CA_Aarhus | . | S28 | . | T148 | 0.12 | 57.885
DK_CA_Aarhus | . | S28 | . | T149 | 0.12 | 57.885
DK_CA_Aarhus | . | S28 | . | T150 | 0.12 | 57.885
DK_CA_Aarhus | . | S28 | . | T151 | 0.12 | 57.885
DK_CA_Aarhus | . | S28 | . | T152 | 0.03 | 14.4713
DK_CA_Aarhus | . | S28 | . | T153 | 0.03 | 14.4713
DK_CA_Aarhus | . | S28 | . | T154 | 0.03 | 14.4713
DK_CA_Aarhus | . | S28 | . | T155 | 0.03 | 14.4713
DK_CA_Aarhus | . | S28 | . | T156 | 0.03 | 14.4713
DK_CA_Aarhus | . | S28 | . | T157 | 0.03 | 14.4713
DK_CA_Aarhus | . | S28 | . | T158 | 0 | 0
DK_CA_Aarhus | . | S28 | . | T159 | 0 | 0
DK_CA_Aarhus | . | S28 | . | T160 | 0 | 0
DK_CA_Aarhus | . | S28 | . | T161 | 0 | 0
DK_CA_Aarhus | . | S28 | . | T162 | 0 | 0
DK_CA_Aarhus | . | S28 | . | T163 | 0 | 0
DK_CA_Aarhus | . | S28 | . | T164 | 0.03 | 14.4713
DK_CA_Aarhus | . | S28 | . | T165 | 0.06 | 28.9425
DK_CA_Aarhus | . | S28 | . | T166 | 0.06 | 28.9425
DK_CA_Aarhus | . | S28 | . | T167 | 0.12 | 57.885
DK_CA_Aarhus | . | S28 | . | T168 | 0.06 | 28.9425
DK_CA_Aarhus | . | S29 | . | T001 | 0.06 | 28.9425
DK_CA_Aarhus | . | S29 | . | T002 | 0.06 | 28.9425
DK_CA_Aarhus | . | S29 | . | T003 | 0.03 | 14.4713
DK_CA_Aarhus | . | S29 | . | T004 | 0.03 | 14.4713
DK_CA_Aarhus | . | S29 | . | T005 | 0.06 | 28.9425
DK_CA_Aarhus | . | S29 | . | T006 | 0.03 | 14.4713
DK_CA_Aarhus | . | S29 | . | T007 | 0.3 | 144.7126
DK_CA_Aarhus | . | S29 | . | T008 | 0.57 | 274.954
DK_CA_Aarhus | . | S29 | . | T009 | 0.57 | 274.954
DK_CA_Aarhus | . | S29 | . | T010 | 0.57 | 274.954
DK_CA_Aarhus | . | S29 | . | T011 | 0.57 | 274.954
DK_CA_Aarhus | . | S29 | . | T012 | 0.57 | 274.954
DK_CA_Aarhus | . | S29 | . | T013 | 0.57 | 274.954
DK_CA_Aarhus | . | S29 | . | T014 | 0.42 | 202.5976
DK_CA_Aarhus | . | S29 | . | T015 | 0.42 | 202.5976
DK_CA_Aarhus | . | S29 | . | T016 | 0.3 | 144.7126
DK_CA_Aarhus | . | S29 | . | T017 | 0.3 | 144.7126
DK_CA_Aarhus | . | S29 | . | T018 | 0.19 | 91.6513
DK_CA_Aarhus | . | S29 | . | T019 | 0.19 | 91.6513
DK_CA_Aarhus | . | S29 | . | T020 | 0.12 | 57.885
DK_CA_Aarhus | . | S29 | . | T021 | 0.12 | 57.885
DK_CA_Aarhus | . | S29 | . | T022 | 0.12 | 57.885
DK_CA_Aarhus | . | S29 | . | T023 | 0.12 | 57.885
DK_CA_Aarhus | . | S29 | . | T024 | 0.06 | 28.9425
DK_CA_Aarhus | . | S29 | . | T025 | 0.06 | 28.9425
DK_CA_Aarhus | . | S29 | . | T026 | 0.03 | 14.4713
DK_CA_Aarhus | . | S29 | . | T027 | 0.03 | 14.4713
DK_CA_Aarhus | . | S29 | . | T028 | 0.03 | 14.4713
DK_CA_Aarhus | . | S29 | . | T029 | 0.03 | 14.4713
DK_CA_Aarhus | . | S29 | . | T030 | 0.03 | 14.4713
DK_CA_Aarhus | . | S29 | . | T031 | 0.06 | 28.9425
DK_CA_Aarhus | . | S29 | . | T032 | 0.03 | 14.4713
DK_CA_Aarhus | . | S29 | . | T033 | 0 | 0
DK_CA_Aarhus | . | S29 | . | T034 | 0 | 0
DK_CA_Aarhus | . | S29 | . | T035 | 0 | 0
DK_CA_Aarhus | . | S29 | . | T036 | 0 | 0
DK_CA_Aarhus | . | S29 | . | T037 | 0 | 0
DK_CA_Aarhus | . | S29 | . | T038 | 0 | 0
DK_CA_Aarhus | . | S29 | . | T039 | 0 | 0
DK_CA_Aarhus | . | S29 | . | T040 | 0 | 0
DK_CA_Aarhus | . | S29 | . | T041 | 0.03 | 14.4713
DK_CA_Aarhus | . | S29 | . | T042 | 0.06 | 28.9425
DK_CA_Aarhus | . | S29 | . | T043 | 0.06 | 28.9425
DK_CA_Aarhus | . | S29 | . | T044 | 0.06 | 28.9425
DK_CA_Aarhus | . | S29 | . | T045 | 0.12 | 57.885
DK_CA_Aarhus | . | S29 | . | T046 | 0.12 | 57.885
DK_CA_Aarhus | . | S29 | . | T047 | 0.06 | 28.9425
DK_CA_Aarhus | . | S29 | . | T048 | 0.06 | 28.9425
DK_CA_Aarhus | . | S29 | . | T049 | 0.06 | 28.9425
DK_CA_Aarhus | . | S29 | . | T050 | 0.03 | 14.4713
DK_CA_Aarhus | . | S29 | . | T051 | 0.03 | 14.4713
DK_CA_Aarhus | . | S29 | . | T052 | 0.03 | 14.4713
DK_CA_Aarhus | . | S29 | . | T053 | 0 | 0
DK_CA_Aarhus | . | S29 | . | T054 | 0 | 0
DK_CA_Aarhus | . | S29 | . | T055 | 0 | 0
DK_CA_Aarhus | . | S29 | . | T056 | 0.03 | 14.4713
DK_CA_Aarhus | . | S29 | . | T057 | 0.03 | 14.4713
DK_CA_Aarhus | . | S29 | . | T058 | 0 | 0
DK_CA_Aarhus | . | S29 | . | T059 | 0 | 0
DK_CA_Aarhus | . | S29 | . | T060 | 0 | 0
DK_CA_Aarhus | . | S29 | . | T061 | 0 | 0
DK_CA_Aarhus | . | S29 | . | T062 | 0 | 0
DK_CA_Aarhus | . | S29 | . | T063 | 0 | 0
DK_CA_Aarhus | . | S29 | . | T064 | 0 | 0
DK_CA_Aarhus | . | S29 | . | T065 | 0 | 0
DK_CA_Aarhus | . | S29 | . | T066 | 0 | 0
DK_CA_Aarhus | . | S29 | . | T067 | 0.03 | 14.4713
DK_CA_Aarhus | . | S29 | . | T068 | 0.06 | 28.9425
DK_CA_Aarhus | . | S29 | . | T069 | 0.12 | 57.885
DK_CA_Aarhus | . | S29 | . | T070 | 0.12 | 57.885
DK_CA_Aarhus | . | S29 | . | T071 | 0.06 | 28.9425
DK_CA_Aarhus | . | S29 | . | T072 | 0.03 | 14.4713
DK_CA_Aarhus | . | S29 | . | T073 | 0.03 | 14.4713
DK_CA_Aarhus | . | S29 | . | T074 | 0 | 0
DK_CA_Aarhus | . | S29 | . | T075 | 0.03 | 14.4713
DK_CA_Aarhus | . | S29 | . | T076 | 0 | 0
DK_CA_Aarhus | . | S29 | . | T077 | 0 | 0
DK_CA_Aarhus | . | S29 | . | T078 | 0.03 | 14.4713
DK_CA_Aarhus | . | S29 | . | T079 | 0.03 | 14.4713
DK_CA_Aarhus | . | S29 | . | T080 | 0.03 | 14.4713
DK_CA_Aarhus | . | S29 | . | T081 | 0.03 | 14.4713
DK_CA_Aarhus | . | S29 | . | T082 | 0.06 | 28.9425
DK_CA_Aarhus | . | S29 | . | T083 | 0.06 | 28.9425
DK_CA_Aarhus | . | S29 | . | T084 | 0.06 | 28.9425
DK_CA_Aarhus | . | S29 | . | T085 | 0.06 | 28.9425
DK_CA_Aarhus | . | S29 | . | T086 | 0.06 | 28.9425
DK_CA_Aarhus | . | S29 | . | T087 | 0.06 | 28.9425
DK_CA_Aarhus | . | S29 | . | T088 | 0.06 | 28.9425
DK_CA_Aarhus | . | S29 | . | T089 | 0.06 | 28.9425
DK_CA_Aarhus | . | S29 | . | T090 | 0.03 | 14.4713
DK_CA_Aarhus | . | S29 | . | T091 | 0.03 | 14.4713
DK_CA_Aarhus | . | S29 | . | T092 | 0.03 | 14.4713
DK_CA_Aarhus | . | S29 | . | T093 | 0.06 | 28.9425
DK_CA_Aarhus | . | S29 | . | T094 | 0.12 | 57.885
DK_CA_Aarhus | . | S29 | . | T095 | 0.19 | 91.6513
DK_CA_Aarhus | . | S29 | . | T096 | 0.19 | 91.6513
DK_CA_Aarhus | . | S29 | . | T097 | 0.3 | 144.7126
DK_CA_Aarhus | . | S29 | . | T098 | 0.42 | 202.5976
DK_CA_Aarhus | . | S29 | . | T099 | 0.42 | 202.5976
DK_CA_Aarhus | . | S29 | . | T100 | 0.42 | 202.5976
DK_CA_Aarhus | . | S29 | . | T101 | 0.42 | 202.5976
DK_CA_Aarhus | . | S29 | . | T102 | 0.19 | 91.6513
DK_CA_Aarhus | . | S29 | . | T103 | 0.19 | 91.6513
DK_CA_Aarhus | . | S29 | . | T104 | 0.12 | 57.885
DK_CA_Aarhus | . | S29 | . | T105 | 0.12 | 57.885
DK_CA_Aarhus | . | S29 | . | T106 | 0.06 | 28.9425
DK_CA_Aarhus | . | S29 | . | T107 | 0.06 | 28.9425
DK_CA_Aarhus | . | S29 | . | T108 | 0.06 | 28.9425
DK_CA_Aarhus | . | S29 | . | T109 | 0.06 | 28.9425
DK_CA_Aarhus | . | S29 | . | T110 | 0.06 | 28.9425
DK_CA_Aarhus | . | S29 | . | T111 | 0.03 | 14.4713
DK_CA_Aarhus | . | S29 | . | T112 | 0.03 | 14.4713
DK_CA_Aarhus | . | S29 | . | T113 | 0 | 0
DK_CA_Aarhus | . | S29 | . | T114 | 0 | 0
DK_CA_Aarhus | . | S29 | . | T115 | 0.03 | 14.4713
DK_CA_Aarhus | . | S29 | . | T116 | 0.06 | 28.9425
DK_CA_Aarhus | . | S29 | . | T117 | 0.06 | 28.9425
DK_CA_Aarhus | . | S29 | . | T118 | 0.06 | 28.9425
DK_CA_Aarhus | . | S29 | . | T119 | 0.06 | 28.9425
DK_CA_Aarhus | . | S29 | . | T120 | 0.12 | 57.885
DK_CA_Aarhus | . | S29 | . | T121 | 0.06 | 28.9425
DK_CA_Aarhus | . | S29 | . | T122 | 0 | 0
DK_CA_Aarhus | . | S29 | . | T123 | 0 | 0
DK_CA_Aarhus | . | S29 | . | T124 | 0 | 0
DK_CA_Aarhus | . | S29 | . | T125 | 0 | 0
DK_CA_Aarhus | . | S29 | . | T126 | 0 | 0
DK_CA_Aarhus | . | S29 | . | T127 | 0 | 0
DK_CA_Aarhus | . | S29 | . | T128 | 0 | 0
DK_CA_Aarhus | . | S29 | . | T129 | 0 | 0
DK_CA_Aarhus | . | S29 | . | T130 | 0 | 0
DK_CA_Aarhus | . | S29 | . | T131 | 0 | 0
DK_CA_Aarhus | . | S29 | . | T132 | 0 | 0
DK_CA_Aarhus | . | S29 | . | T133 | 0 | 0
DK_CA_Aarhus | . | S29 | . | T134 | 0 | 0
DK_CA_Aarhus | . | S29 | . | T135 | 0.03 | 14.4713
DK_CA_Aarhus | . | S29 | . | T136 | 0.06 | 28.9425
DK_CA_Aarhus | . | S29 | . | T137 | 0.06 | 28.9425
DK_CA_Aarhus | . | S29 | . | T138 | 0.06 | 28.9425
DK_CA_Aarhus | . | S29 | . | T139 | 0.06 | 28.9425
DK_CA_Aarhus | . | S29 | . | T140 | 0.06 | 28.9425
DK_CA_Aarhus | . | S29 | . | T141 | 0.12 | 57.885
DK_CA_Aarhus | . | S29 | . | T142 | 0.06 | 28.9425
DK_CA_Aarhus | . | S29 | . | T143 | 0.06 | 28.9425
DK_CA_Aarhus | . | S29 | . | T144 | 0.06 | 28.9425
DK_CA_Aarhus | . | S29 | . | T145 | 0.12 | 57.885
DK_CA_Aarhus | . | S29 | . | T146 | 0.19 | 91.6513
DK_CA_Aarhus | . | S29 | . | T147 | 0.19 | 91.6513
DK_CA_Aarhus | . | S29 | . | T148 | 0.19 | 91.6513
DK_CA_Aarhus | . | S29 | . | T149 | 0.19 | 91.6513
DK_CA_Aarhus | . | S29 | . | T150 | 0.12 | 57.885
DK_CA_Aarhus | . | S29 | . | T151 | 0.03 | 14.4713
DK_CA_Aarhus | . | S29 | . | T152 | 0.03 | 14.4713
DK_CA_Aarhus | . | S29 | . | T153 | 0.03 | 14.4713
DK_CA_Aarhus | . | S29 | . | T154 | 0.03 | 14.4713
DK_CA_Aarhus | . | S29 | . | T155 | 0.03 | 14.4713
DK_CA_Aarhus | . | S29 | . | T156 | 0.03 | 14.4713
DK_CA_Aarhus | . | S29 | . | T157 | 0.06 | 28.9425
DK_CA_Aarhus | . | S29 | . | T158 | 0.06 | 28.9425
DK_CA_Aarhus | . | S29 | . | T159 | 0.12 | 57.885
DK_CA_Aarhus | . | S29 | . | T160 | 0.12 | 57.885
DK_CA_Aarhus | . | S29 | . | T161 | 0.19 | 91.6513
DK_CA_Aarhus | . | S29 | . | T162 | 0.19 | 91.6513
DK_CA_Aarhus | . | S29 | . | T163 | 0.19 | 91.6513
DK_CA_Aarhus | . | S29 | . | T164 | 0.19 | 91.6513
DK_CA_Aarhus | . | S29 | . | T165 | 0.19 | 91.6513
DK_CA_Aarhus | . | S29 | . | T166 | 0.19 | 91.6513
DK_CA_Aarhus | . | S29 | . | T167 | 0.19 | 91.6513
DK_CA_Aarhus | . | S29 | . | T168 | 0.19 | 91.6513
DK_CA_Aarhus | . | S30 | . | T001 | 0.19 | 91.6513
DK_CA_Aarhus | . | S30 | . | T002 | 0.19 | 91.6513
DK_CA_Aarhus | . | S30 | . | T003 | 0.19 | 91.6513
DK_CA_Aarhus | . | S30 | . | T004 | 0.19 | 91.6513
DK_CA_Aarhus | . | S30 | . | T005 | 0.19 | 91.6513
DK_CA_Aarhus | . | S30 | . | T006 | 0.19 | 91.6513
DK_CA_Aarhus | . | S30 | . | T007 | 0.12 | 57.885
DK_CA_Aarhus | . | S30 | . | T008 | 0.19 | 91.6513
DK_CA_Aarhus | . | S30 | . | T009 | 0.12 | 57.885
DK_CA_Aarhus | . | S30 | . | T010 | 0.12 | 57.885
DK_CA_Aarhus | . | S30 | . | T011 | 0.19 | 91.6513
DK_CA_Aarhus | . | S30 | . | T012 | 0.3 | 144.7126
DK_CA_Aarhus | . | S30 | . | T013 | 0.3 | 144.7126
DK_CA_Aarhus | . | S30 | . | T014 | 0.3 | 144.7126
DK_CA_Aarhus | . | S30 | . | T015 | 0.3 | 144.7126
DK_CA_Aarhus | . | S30 | . | T016 | 0.3 | 144.7126
DK_CA_Aarhus | . | S30 | . | T017 | 0.3 | 144.7126
DK_CA_Aarhus | . | S30 | . | T018 | 0.19 | 91.6513
DK_CA_Aarhus | . | S30 | . | T019 | 0.19 | 91.6513
DK_CA_Aarhus | . | S30 | . | T020 | 0.12 | 57.885
DK_CA_Aarhus | . | S30 | . | T021 | 0.12 | 57.885
DK_CA_Aarhus | . | S30 | . | T022 | 0.12 | 57.885
DK_CA_Aarhus | . | S30 | . | T023 | 0.12 | 57.885
DK_CA_Aarhus | . | S30 | . | T024 | 0.12 | 57.885
DK_CA_Aarhus | . | S30 | . | T025 | 0.12 | 57.885
DK_CA_Aarhus | . | S30 | . | T026 | 0.06 | 28.9425
DK_CA_Aarhus | . | S30 | . | T027 | 0.12 | 57.885
DK_CA_Aarhus | . | S30 | . | T028 | 0.06 | 28.9425
DK_CA_Aarhus | . | S30 | . | T029 | 0.06 | 28.9425
DK_CA_Aarhus | . | S30 | . | T030 | 0.03 | 14.4713
DK_CA_Aarhus | . | S30 | . | T031 | 0 | 0
DK_CA_Aarhus | . | S30 | . | T032 | 0 | 0
DK_CA_Aarhus | . | S30 | . | T033 | 0 | 0
DK_CA_Aarhus | . | S30 | . | T034 | 0 | 0
DK_CA_Aarhus | . | S30 | . | T035 | 0 | 0
DK_CA_Aarhus | . | S30 | . | T036 | 0 | 0
DK_CA_Aarhus | . | S30 | . | T037 | 0 | 0
DK_CA_Aarhus | . | S30 | . | T038 | 0 | 0
DK_CA_Aarhus | . | S30 | . | T039 | 0 | 0
DK_CA_Aarhus | . | S30 | . | T040 | 0 | 0
DK_CA_Aarhus | . | S30 | . | T041 | 0 | 0
DK_CA_Aarhus | . | S30 | . | T042 | 0 | 0
DK_CA_Aarhus | . | S30 | . | T043 | 0 | 0
DK_CA_Aarhus | . | S30 | . | T044 | 0 | 0
DK_CA_Aarhus | . | S30 | . | T045 | 0 | 0
DK_CA_Aarhus | . | S30 | . | T046 | 0.03 | 14.4713
DK_CA_Aarhus | . | S30 | . | T047 | 0.03 | 14.4713
DK_CA_Aarhus | . | S30 | . | T048 | 0.06 | 28.9425
DK_CA_Aarhus | . | S30 | . | T049 | 0.12 | 57.885
DK_CA_Aarhus | . | S30 | . | T050 | 0.12 | 57.885
DK_CA_Aarhus | . | S30 | . | T051 | 0.12 | 57.885
DK_CA_Aarhus | . | S30 | . | T052 | 0.12 | 57.885
DK_CA_Aarhus | . | S30 | . | T053 | 0.06 | 28.9425
DK_CA_Aarhus | . | S30 | . | T054 | 0.06 | 28.9425
DK_CA_Aarhus | . | S30 | . | T055 | 0.06 | 28.9425
DK_CA_Aarhus | . | S30 | . | T056 | 0.12 | 57.885
DK_CA_Aarhus | . | S30 | . | T057 | 0.03 | 14.4713
DK_CA_Aarhus | . | S30 | . | T058 | 0 | 0
DK_CA_Aarhus | . | S30 | . | T059 | 0 | 0
DK_CA_Aarhus | . | S30 | . | T060 | 0 | 0
DK_CA_Aarhus | . | S30 | . | T061 | 0 | 0
DK_CA_Aarhus | . | S30 | . | T062 | 0 | 0
DK_CA_Aarhus | . | S30 | . | T063 | 0 | 0
DK_CA_Aarhus | . | S30 | . | T064 | 0 | 0
DK_CA_Aarhus | . | S30 | . | T065 | 0.03 | 14.4713
DK_CA_Aarhus | . | S30 | . | T066 | 0.06 | 28.9425
DK_CA_Aarhus | . | S30 | . | T067 | 0.12 | 57.885
DK_CA_Aarhus | . | S30 | . | T068 | 0.12 | 57.885
DK_CA_Aarhus | . | S30 | . | T069 | 0.12 | 57.885
DK_CA_Aarhus | . | S30 | . | T070 | 0.06 | 28.9425
DK_CA_Aarhus | . | S30 | . | T071 | 0.06 | 28.9425
DK_CA_Aarhus | . | S30 | . | T072 | 0.06 | 28.9425
DK_CA_Aarhus | . | S30 | . | T073 | 0.06 | 28.9425
DK_CA_Aarhus | . | S30 | . | T074 | 0.03 | 14.4713
DK_CA_Aarhus | . | S30 | . | T075 | 0 | 0
DK_CA_Aarhus | . | S30 | . | T076 | 0 | 0
DK_CA_Aarhus | . | S30 | . | T077 | 0 | 0
DK_CA_Aarhus | . | S30 | . | T078 | 0 | 0
DK_CA_Aarhus | . | S30 | . | T079 | 0 | 0
DK_CA_Aarhus | . | S30 | . | T080 | 0 | 0
DK_CA_Aarhus | . | S30 | . | T081 | 0 | 0
DK_CA_Aarhus | . | S30 | . | T082 | 0 | 0
DK_CA_Aarhus | . | S30 | . | T083 | 0 | 0
DK_CA_Aarhus | . | S30 | . | T084 | 0 | 0
DK_CA_Aarhus | . | S30 | . | T085 | 0 | 0
DK_CA_Aarhus | . | S30 | . | T086 | 0 | 0
DK_CA_Aarhus | . | S30 | . | T087 | 0.03 | 14.4713
DK_CA_Aarhus | . | S30 | . | T088 | 0.06 | 28.9425
DK_CA_Aarhus | . | S30 | . | T089 | 0.12 | 57.885
DK_CA_Aarhus | . | S30 | . | T090 | 0.06 | 28.9425
DK_CA_Aarhus | . | S30 | . | T091 | 0.06 | 28.9425
DK_CA_Aarhus | . | S30 | . | T092 | 0.06 | 28.9425
DK_CA_Aarhus | . | S30 | . | T093 | 0.12 | 57.885
DK_CA_Aarhus | . | S30 | . | T094 | 0.06 | 28.9425
DK_CA_Aarhus | . | S30 | . | T095 | 0.06 | 28.9425
DK_CA_Aarhus | . | S30 | . | T096 | 0.06 | 28.9425
DK_CA_Aarhus | . | S30 | . | T097 | 0.06 | 28.9425
DK_CA_Aarhus | . | S30 | . | T098 | 0.12 | 57.885
DK_CA_Aarhus | . | S30 | . | T099 | 0.12 | 57.885
DK_CA_Aarhus | . | S30 | . | T100 | 0.12 | 57.885
DK_CA_Aarhus | . | S30 | . | T101 | 0.12 | 57.885
DK_CA_Aarhus | . | S30 | . | T102 | 0.12 | 57.885
DK_CA_Aarhus | . | S30 | . | T103 | 0.06 | 28.9425
DK_CA_Aarhus | . | S30 | . | T104 | 0.03 | 14.4713
DK_CA_Aarhus | . | S30 | . | T105 | 0.03 | 14.4713
DK_CA_Aarhus | . | S30 | . | T106 | 0.03 | 14.4713
DK_CA_Aarhus | . | S30 | . | T107 | 0.03 | 14.4713
DK_CA_Aarhus | . | S30 | . | T108 | 0.03 | 14.4713
DK_CA_Aarhus | . | S30 | . | T109 | 0.06 | 28.9425
DK_CA_Aarhus | . | S30 | . | T110 | 0.06 | 28.9425
DK_CA_Aarhus | . | S30 | . | T111 | 0.06 | 28.9425
DK_CA_Aarhus | . | S30 | . | T112 | 0.06 | 28.9425
DK_CA_Aarhus | . | S30 | . | T113 | 0.06 | 28.9425
DK_CA_Aarhus | . | S30 | . | T114 | 0.06 | 28.9425
DK_CA_Aarhus | . | S30 | . | T115 | 0.06 | 28.9425
DK_CA_Aarhus | . | S30 | . | T116 | 0.06 | 28.9425
DK_CA_Aarhus | . | S30 | . | T117 | 0.06 | 28.9425
DK_CA_Aarhus | . | S30 | . | T118 | 0.06 | 28.9425
DK_CA_Aarhus | . | S30 | . | T119 | 0.03 | 14.4713
DK_CA_Aarhus | . | S30 | . | T120 | 0 | 0
DK_CA_Aarhus | . | S30 | . | T121 | 0 | 0
DK_CA_Aarhus | . | S30 | . | T122 | 0 | 0
DK_CA_Aarhus | . | S30 | . | T123 | 0 | 0
DK_CA_Aarhus | . | S30 | . | T124 | 0 | 0
DK_CA_Aarhus | . | S30 | . | T125 | 0 | 0
DK_CA_Aarhus | . | S30 | . | T126 | 0 | 0
DK_CA_Aarhus | . | S30 | . | T127 | 0 | 0
DK_CA_Aarhus | . | S30 | . | T128 | 0 | 0
DK_CA_Aarhus | . | S30 | . | T129 | 0 | 0
DK_CA_Aarhus | . | S30 | . | T130 | 0 | 0
DK_CA_Aarhus | . | S30 | . | T131 | 0 | 0
DK_CA_Aarhus | . | S30 | . | T132 | 0 | 0
DK_CA_Aarhus | . | S30 | . | T133 | 0 | 0
DK_CA_Aarhus | . | S30 | . | T134 | 0 | 0
DK_CA_Aarhus | . | S30 | . | T135 | 0.03 | 14.4713
DK_CA_Aarhus | . | S30 | . | T136 | 0.03 | 14.4713
DK_CA_Aarhus | . | S30 | . | T137 | 0.03 | 14.4713
DK_CA_Aarhus | . | S30 | . | T138 | 0 | 0
DK_CA_Aarhus | . | S30 | . | T139 | 0 | 0
DK_CA_Aarhus | . | S30 | . | T140 | 0 | 0
DK_CA_Aarhus | . | S30 | . | T141 | 0 | 0
DK_CA_Aarhus | . | S30 | . | T142 | 0 | 0
DK_CA_Aarhus | . | S30 | . | T143 | 0 | 0
DK_CA_Aarhus | . | S30 | . | T144 | 0 | 0
DK_CA_Aarhus | . | S30 | . | T145 | 0 | 0
DK_CA_Aarhus | . | S30 | . | T146 | 0 | 0
DK_CA_Aarhus | . | S30 | . | T147 | 0 | 0
DK_CA_Aarhus | . | S30 | . | T148 | 0 | 0
DK_CA_Aarhus | . | S30 | . | T149 | 0 | 0
DK_CA_Aarhus | . | S30 | . | T150 | 0 | 0
DK_CA_Aarhus | . | S30 | . | T151 | 0 | 0
DK_CA_Aarhus | . | S30 | . | T152 | 0 | 0
DK_CA_Aarhus | . | S30 | . | T153 | 0 | 0
DK_CA_Aarhus | . | S30 | . | T154 | 0 | 0
DK_CA_Aarhus | . | S30 | . | T155 | 0 | 0
DK_CA_Aarhus | . | S30 | . | T156 | 0 | 0
DK_CA_Aarhus | . | S30 | . | T157 | 0 | 0
DK_CA_Aarhus | . | S30 | . | T158 | 0.03 | 14.4713
DK_CA_Aarhus | . | S30 | . | T159 | 0.03 | 14.4713
DK_CA_Aarhus | . | S30 | . | T160 | 0.06 | 28.9425
DK_CA_Aarhus | . | S30 | . | T161 | 0.06 | 28.9425
DK_CA_Aarhus | . | S30 | . | T162 | 0.12 | 57.885
DK_CA_Aarhus | . | S30 | . | T163 | 0.12 | 57.885
DK_CA_Aarhus | . | S30 | . | T164 | 0.12 | 57.885
DK_CA_Aarhus | . | S30 | . | T165 | 0.12 | 57.885
DK_CA_Aarhus | . | S30 | . | T166 | 0.12 | 57.885
DK_CA_Aarhus | . | S30 | . | T167 | 0.12 | 57.885
DK_CA_Aarhus | . | S30 | . | T168 | 0.12 | 57.885
DK_CA_Aarhus | . | S31 | . | T001 | 0.19 | 91.6513
DK_CA_Aarhus | . | S31 | . | T002 | 0.19 | 91.6513
DK_CA_Aarhus | . | S31 | . | T003 | 0.19 | 91.6513
DK_CA_Aarhus | . | S31 | . | T004 | 0.12 | 57.885
DK_CA_Aarhus | . | S31 | . | T005 | 0.12 | 57.885
DK_CA_Aarhus | . | S31 | . | T006 | 0.12 | 57.885
DK_CA_Aarhus | . | S31 | . | T007 | 0.06 | 28.9425
DK_CA_Aarhus | . | S31 | . | T008 | 0.03 | 14.4713
DK_CA_Aarhus | . | S31 | . | T009 | 0.06 | 28.9425
DK_CA_Aarhus | . | S31 | . | T010 | 0.06 | 28.9425
DK_CA_Aarhus | . | S31 | . | T011 | 0.19 | 91.6513
DK_CA_Aarhus | . | S31 | . | T012 | 0.19 | 91.6513
DK_CA_Aarhus | . | S31 | . | T013 | 0.19 | 91.6513
DK_CA_Aarhus | . | S31 | . | T014 | 0.19 | 91.6513
DK_CA_Aarhus | . | S31 | . | T015 | 0.3 | 144.7126
DK_CA_Aarhus | . | S31 | . | T016 | 0.3 | 144.7126
DK_CA_Aarhus | . | S31 | . | T017 | 0.42 | 202.5976
DK_CA_Aarhus | . | S31 | . | T018 | 0.42 | 202.5976
DK_CA_Aarhus | . | S31 | . | T019 | 0.42 | 202.5976
DK_CA_Aarhus | . | S31 | . | T020 | 0.42 | 202.5976
DK_CA_Aarhus | . | S31 | . | T021 | 0.42 | 202.5976
DK_CA_Aarhus | . | S31 | . | T022 | 0.42 | 202.5976
DK_CA_Aarhus | . | S31 | . | T023 | 0.42 | 202.5976
DK_CA_Aarhus | . | S31 | . | T024 | 0.42 | 202.5976
DK_CA_Aarhus | . | S31 | . | T025 | 0.42 | 202.5976
DK_CA_Aarhus | . | S31 | . | T026 | 0.42 | 202.5976
DK_CA_Aarhus | . | S31 | . | T027 | 0.3 | 144.7126
DK_CA_Aarhus | . | S31 | . | T028 | 0.3 | 144.7126
DK_CA_Aarhus | . | S31 | . | T029 | 0.3 | 144.7126
DK_CA_Aarhus | . | S31 | . | T030 | 0.3 | 144.7126
DK_CA_Aarhus | . | S31 | . | T031 | 0.3 | 144.7126
DK_CA_Aarhus | . | S31 | . | T032 | 0.3 | 144.7126
DK_CA_Aarhus | . | S31 | . | T033 | 0.3 | 144.7126
DK_CA_Aarhus | . | S31 | . | T034 | 0.3 | 144.7126
DK_CA_Aarhus | . | S31 | . | T035 | 0.3 | 144.7126
DK_CA_Aarhus | . | S31 | . | T036 | 0.3 | 144.7126
DK_CA_Aarhus | . | S31 | . | T037 | 0.42 | 202.5976
DK_CA_Aarhus | . | S31 | . | T038 | 0.42 | 202.5976
DK_CA_Aarhus | . | S31 | . | T039 | 0.42 | 202.5976
DK_CA_Aarhus | . | S31 | . | T040 | 0.42 | 202.5976
DK_CA_Aarhus | . | S31 | . | T041 | 0.42 | 202.5976
DK_CA_Aarhus | . | S31 | . | T042 | 0.42 | 202.5976
DK_CA_Aarhus | . | S31 | . | T043 | 0.3 | 144.7126
DK_CA_Aarhus | . | S31 | . | T044 | 0.3 | 144.7126
DK_CA_Aarhus | . | S31 | . | T045 | 0.3 | 144.7126
DK_CA_Aarhus | . | S31 | . | T046 | 0.3 | 144.7126
DK_CA_Aarhus | . | S31 | . | T047 | 0.3 | 144.7126
DK_CA_Aarhus | . | S31 | . | T048 | 0.19 | 91.6513
DK_CA_Aarhus | . | S31 | . | T049 | 0.19 | 91.6513
DK_CA_Aarhus | . | S31 | . | T050 | 0.12 | 57.885
DK_CA_Aarhus | . | S31 | . | T051 | 0.12 | 57.885
DK_CA_Aarhus | . | S31 | . | T052 | 0.06 | 28.9425
DK_CA_Aarhus | . | S31 | . | T053 | 0.06 | 28.9425
DK_CA_Aarhus | . | S31 | . | T054 | 0.06 | 28.9425
DK_CA_Aarhus | . | S31 | . | T055 | 0.03 | 14.4713
DK_CA_Aarhus | . | S31 | . | T056 | 0.03 | 14.4713
DK_CA_Aarhus | . | S31 | . | T057 | 0.06 | 28.9425
DK_CA_Aarhus | . | S31 | . | T058 | 0.06 | 28.9425
DK_CA_Aarhus | . | S31 | . | T059 | 0.06 | 28.9425
DK_CA_Aarhus | . | S31 | . | T060 | 0.06 | 28.9425
DK_CA_Aarhus | . | S31 | . | T061 | 0.12 | 57.885
DK_CA_Aarhus | . | S31 | . | T062 | 0.12 | 57.885
DK_CA_Aarhus | . | S31 | . | T063 | 0.12 | 57.885
DK_CA_Aarhus | . | S31 | . | T064 | 0.19 | 91.6513
DK_CA_Aarhus | . | S31 | . | T065 | 0.3 | 144.7126
DK_CA_Aarhus | . | S31 | . | T066 | 0.3 | 144.7126
DK_CA_Aarhus | . | S31 | . | T067 | 0.3 | 144.7126
DK_CA_Aarhus | . | S31 | . | T068 | 0.19 | 91.6513
DK_CA_Aarhus | . | S31 | . | T069 | 0.19 | 91.6513
DK_CA_Aarhus | . | S31 | . | T070 | 0.19 | 91.6513
DK_CA_Aarhus | . | S31 | . | T071 | 0.3 | 144.7126
DK_CA_Aarhus | . | S31 | . | T072 | 0.3 | 144.7126
DK_CA_Aarhus | . | S31 | . | T073 | 0.3 | 144.7126
DK_CA_Aarhus | . | S31 | . | T074 | 0.3 | 144.7126
DK_CA_Aarhus | . | S31 | . | T075 | 0.3 | 144.7126
DK_CA_Aarhus | . | S31 | . | T076 | 0.3 | 144.7126
DK_CA_Aarhus | . | S31 | . | T077 | 0.19 | 91.6513
DK_CA_Aarhus | . | S31 | . | T078 | 0.19 | 91.6513
DK_CA_Aarhus | . | S31 | . | T079 | 0.12 | 57.885
DK_CA_Aarhus | . | S31 | . | T080 | 0.19 | 91.6513
DK_CA_Aarhus | . | S31 | . | T081 | 0.19 | 91.6513
DK_CA_Aarhus | . | S31 | . | T082 | 0.12 | 57.885
DK_CA_Aarhus | . | S31 | . | T083 | 0.19 | 91.6513
DK_CA_Aarhus | . | S31 | . | T084 | 0.19 | 91.6513
DK_CA_Aarhus | . | S31 | . | T085 | 0.3 | 144.7126
DK_CA_Aarhus | . | S31 | . | T086 | 0.3 | 144.7126
DK_CA_Aarhus | . | S31 | . | T087 | 0.42 | 202.5976
DK_CA_Aarhus | . | S31 | . | T088 | 0.42 | 202.5976
DK_CA_Aarhus | . | S31 | . | T089 | 0.3 | 144.7126
DK_CA_Aarhus | . | S31 | . | T090 | 0.3 | 144.7126
DK_CA_Aarhus | . | S31 | . | T091 | 0.3 | 144.7126
DK_CA_Aarhus | . | S31 | . | T092 | 0.19 | 91.6513
DK_CA_Aarhus | . | S31 | . | T093 | 0.19 | 91.6513
DK_CA_Aarhus | . | S31 | . | T094 | 0.12 | 57.885
DK_CA_Aarhus | . | S31 | . | T095 | 0.19 | 91.6513
DK_CA_Aarhus | . | S31 | . | T096 | 0.19 | 91.6513
DK_CA_Aarhus | . | S31 | . | T097 | 0.19 | 91.6513
DK_CA_Aarhus | . | S31 | . | T098 | 0.19 | 91.6513
DK_CA_Aarhus | . | S31 | . | T099 | 0.19 | 91.6513
DK_CA_Aarhus | . | S31 | . | T100 | 0.19 | 91.6513
DK_CA_Aarhus | . | S31 | . | T101 | 0.19 | 91.6513
DK_CA_Aarhus | . | S31 | . | T102 | 0.19 | 91.6513
DK_CA_Aarhus | . | S31 | . | T103 | 0.12 | 57.885
DK_CA_Aarhus | . | S31 | . | T104 | 0.03 | 14.4713
DK_CA_Aarhus | . | S31 | . | T105 | 0.06 | 28.9425
DK_CA_Aarhus | . | S31 | . | T106 | 0.03 | 14.4713
DK_CA_Aarhus | . | S31 | . | T107 | 0.03 | 14.4713
DK_CA_Aarhus | . | S31 | . | T108 | 0.03 | 14.4713
DK_CA_Aarhus | . | S31 | . | T109 | 0 | 0
DK_CA_Aarhus | . | S31 | . | T110 | 0.03 | 14.4713
DK_CA_Aarhus | . | S31 | . | T111 | 0.06 | 28.9425
DK_CA_Aarhus | . | S31 | . | T112 | 0.12 | 57.885
DK_CA_Aarhus | . | S31 | . | T113 | 0.19 | 91.6513
DK_CA_Aarhus | . | S31 | . | T114 | 0.19 | 91.6513
DK_CA_Aarhus | . | S31 | . | T115 | 0.19 | 91.6513
DK_CA_Aarhus | . | S31 | . | T116 | 0.3 | 144.7126
DK_CA_Aarhus | . | S31 | . | T117 | 0.3 | 144.7126
DK_CA_Aarhus | . | S31 | . | T118 | 0.42 | 202.5976
DK_CA_Aarhus | . | S31 | . | T119 | 0.57 | 274.954
DK_CA_Aarhus | . | S31 | . | T120 | 0.72 | 347.3103
DK_CA_Aarhus | . | S31 | . | T121 | 0.72 | 347.3103
DK_CA_Aarhus | . | S31 | . | T122 | 0.72 | 347.3103
DK_CA_Aarhus | . | S31 | . | T123 | 0.72 | 347.3103
DK_CA_Aarhus | . | S31 | . | T124 | 0.85 | 410.0191
DK_CA_Aarhus | . | S31 | . | T125 | 0.95 | 458.2566
DK_CA_Aarhus | . | S31 | . | T126 | 0.85 | 410.0191
DK_CA_Aarhus | . | S31 | . | T127 | 0.85 | 410.0191
DK_CA_Aarhus | . | S31 | . | T128 | 0.95 | 458.2566
DK_CA_Aarhus | . | S31 | . | T129 | 0.72 | 347.3103
DK_CA_Aarhus | . | S31 | . | T130 | 0.72 | 347.3103
DK_CA_Aarhus | . | S31 | . | T131 | 0.42 | 202.5976
DK_CA_Aarhus | . | S31 | . | T132 | 0.3 | 144.7126
DK_CA_Aarhus | . | S31 | . | T133 | 0.3 | 144.7126
DK_CA_Aarhus | . | S31 | . | T134 | 0.3 | 144.7126
DK_CA_Aarhus | . | S31 | . | T135 | 0.42 | 202.5976
DK_CA_Aarhus | . | S31 | . | T136 | 0.57 | 274.954
DK_CA_Aarhus | . | S31 | . | T137 | 0.57 | 274.954
DK_CA_Aarhus | . | S31 | . | T138 | 0.72 | 347.3103
DK_CA_Aarhus | . | S31 | . | T139 | 0.72 | 347.3103
DK_CA_Aarhus | . | S31 | . | T140 | 0.72 | 347.3103
DK_CA_Aarhus | . | S31 | . | T141 | 0.72 | 347.3103
DK_CA_Aarhus | . | S31 | . | T142 | 0.57 | 274.954
DK_CA_Aarhus | . | S31 | . | T143 | 0.57 | 274.954
DK_CA_Aarhus | . | S31 | . | T144 | 0.57 | 274.954
DK_CA_Aarhus | . | S31 | . | T145 | 0.57 | 274.954
DK_CA_Aarhus | . | S31 | . | T146 | 0.57 | 274.954
DK_CA_Aarhus | . | S31 | . | T147 | 0.42 | 202.5976
DK_CA_Aarhus | . | S31 | . | T148 | 0.3 | 144.7126
DK_CA_Aarhus | . | S31 | . | T149 | 0.3 | 144.7126
DK_CA_Aarhus | . | S31 | . | T150 | 0.19 | 91.6513
DK_CA_Aarhus | . | S31 | . | T151 | 0.12 | 57.885
DK_CA_Aarhus | . | S31 | . | T152 | 0.03 | 14.4713
DK_CA_Aarhus | . | S31 | . | T153 | 0.03 | 14.4713
DK_CA_Aarhus | . | S31 | . | T154 | 0.03 | 14.4713
DK_CA_Aarhus | . | S31 | . | T155 | 0 | 0
DK_CA_Aarhus | . | S31 | . | T156 | 0 | 0
DK_CA_Aarhus | . | S31 | . | T157 | 0 | 0
DK_CA_Aarhus | . | S31 | . | T158 | 0.03 | 14.4713
DK_CA_Aarhus | . | S31 | . | T159 | 0.06 | 28.9425
DK_CA_Aarhus | . | S31 | . | T160 | 0.12 | 57.885
DK_CA_Aarhus | . | S31 | . | T161 | 0.12 | 57.885
DK_CA_Aarhus | . | S31 | . | T162 | 0.12 | 57.885
DK_CA_Aarhus | . | S31 | . | T163 | 0.12 | 57.885
DK_CA_Aarhus | . | S31 | . | T164 | 0.19 | 91.6513
DK_CA_Aarhus | . | S31 | . | T165 | 0.19 | 91.6513
DK_CA_Aarhus | . | S31 | . | T166 | 0.19 | 91.6513
DK_CA_Aarhus | . | S31 | . | T167 | 0.19 | 91.6513
DK_CA_Aarhus | . | S31 | . | T168 | 0.19 | 91.6513
DK_CA_Aarhus | . | S32 | . | T001 | 0.19 | 91.6513
DK_CA_Aarhus | . | S32 | . | T002 | 0.19 | 91.6513
DK_CA_Aarhus | . | S32 | . | T003 | 0.19 | 91.6513
DK_CA_Aarhus | . | S32 | . | T004 | 0.19 | 91.6513
DK_CA_Aarhus | . | S32 | . | T005 | 0.12 | 57.885
DK_CA_Aarhus | . | S32 | . | T006 | 0.12 | 57.885
DK_CA_Aarhus | . | S32 | . | T007 | 0.06 | 28.9425
DK_CA_Aarhus | . | S32 | . | T008 | 0.06 | 28.9425
DK_CA_Aarhus | . | S32 | . | T009 | 0.12 | 57.885
DK_CA_Aarhus | . | S32 | . | T010 | 0.12 | 57.885
DK_CA_Aarhus | . | S32 | . | T011 | 0.06 | 28.9425
DK_CA_Aarhus | . | S32 | . | T012 | 0.03 | 14.4713
DK_CA_Aarhus | . | S32 | . | T013 | 0.03 | 14.4713
DK_CA_Aarhus | . | S32 | . | T014 | 0 | 0
DK_CA_Aarhus | . | S32 | . | T015 | 0.03 | 14.4713
DK_CA_Aarhus | . | S32 | . | T016 | 0.19 | 91.6513
DK_CA_Aarhus | . | S32 | . | T017 | 0.42 | 202.5976
DK_CA_Aarhus | . | S32 | . | T018 | 0.42 | 202.5976
DK_CA_Aarhus | . | S32 | . | T019 | 0.42 | 202.5976
DK_CA_Aarhus | . | S32 | . | T020 | 0.3 | 144.7126
DK_CA_Aarhus | . | S32 | . | T021 | 0.3 | 144.7126
DK_CA_Aarhus | . | S32 | . | T022 | 0.3 | 144.7126
DK_CA_Aarhus | . | S32 | . | T023 | 0.42 | 202.5976
DK_CA_Aarhus | . | S32 | . | T024 | 0.3 | 144.7126
DK_CA_Aarhus | . | S32 | . | T025 | 0.3 | 144.7126
DK_CA_Aarhus | . | S32 | . | T026 | 0.3 | 144.7126
DK_CA_Aarhus | . | S32 | . | T027 | 0.3 | 144.7126
DK_CA_Aarhus | . | S32 | . | T028 | 0.19 | 91.6513
DK_CA_Aarhus | . | S32 | . | T029 | 0.19 | 91.6513
DK_CA_Aarhus | . | S32 | . | T030 | 0.19 | 91.6513
DK_CA_Aarhus | . | S32 | . | T031 | 0.19 | 91.6513
DK_CA_Aarhus | . | S32 | . | T032 | 0.06 | 28.9425
DK_CA_Aarhus | . | S32 | . | T033 | 0.12 | 57.885
DK_CA_Aarhus | . | S32 | . | T034 | 0.12 | 57.885
DK_CA_Aarhus | . | S32 | . | T035 | 0.12 | 57.885
DK_CA_Aarhus | . | S32 | . | T036 | 0.19 | 91.6513
DK_CA_Aarhus | . | S32 | . | T037 | 0.19 | 91.6513
DK_CA_Aarhus | . | S32 | . | T038 | 0.19 | 91.6513
DK_CA_Aarhus | . | S32 | . | T039 | 0.19 | 91.6513
DK_CA_Aarhus | . | S32 | . | T040 | 0.12 | 57.885
DK_CA_Aarhus | . | S32 | . | T041 | 0.12 | 57.885
DK_CA_Aarhus | . | S32 | . | T042 | 0.12 | 57.885
DK_CA_Aarhus | . | S32 | . | T043 | 0.06 | 28.9425
DK_CA_Aarhus | . | S32 | . | T044 | 0.06 | 28.9425
DK_CA_Aarhus | . | S32 | . | T045 | 0.06 | 28.9425
DK_CA_Aarhus | . | S32 | . | T046 | 0.06 | 28.9425
DK_CA_Aarhus | . | S32 | . | T047 | 0 | 0
DK_CA_Aarhus | . | S32 | . | T048 | 0 | 0
DK_CA_Aarhus | . | S32 | . | T049 | 0 | 0
DK_CA_Aarhus | . | S32 | . | T050 | 0 | 0
DK_CA_Aarhus | . | S32 | . | T051 | 0 | 0
DK_CA_Aarhus | . | S32 | . | T052 | 0.03 | 14.4713
DK_CA_Aarhus | . | S32 | . | T053 | 0.03 | 14.4713
DK_CA_Aarhus | . | S32 | . | T054 | 0.03 | 14.4713
DK_CA_Aarhus | . | S32 | . | T055 | 0.03 | 14.4713
DK_CA_Aarhus | . | S32 | . | T056 | 0.03 | 14.4713
DK_CA_Aarhus | . | S32 | . | T057 | 0.06 | 28.9425
DK_CA_Aarhus | . | S32 | . | T058 | 0.06 | 28.9425
DK_CA_Aarhus | . | S32 | . | T059 | 0.12 | 57.885
DK_CA_Aarhus | . | S32 | . | T060 | 0.12 | 57.885
DK_CA_Aarhus | . | S32 | . | T061 | 0.12 | 57.885
DK_CA_Aarhus | . | S32 | . | T062 | 0.12 | 57.885
DK_CA_Aarhus | . | S32 | . | T063 | 0.12 | 57.885
DK_CA_Aarhus | . | S32 | . | T064 | 0.12 | 57.885
DK_CA_Aarhus | . | S32 | . | T065 | 0.06 | 28.9425
DK_CA_Aarhus | . | S32 | . | T066 | 0.06 | 28.9425
DK_CA_Aarhus | . | S32 | . | T067 | 0.03 | 14.4713
DK_CA_Aarhus | . | S32 | . | T068 | 0 | 0
DK_CA_Aarhus | . | S32 | . | T069 | 0 | 0
DK_CA_Aarhus | . | S32 | . | T070 | 0 | 0
DK_CA_Aarhus | . | S32 | . | T071 | 0 | 0
DK_CA_Aarhus | . | S32 | . | T072 | 0.06 | 28.9425
DK_CA_Aarhus | . | S32 | . | T073 | 0.19 | 91.6513
DK_CA_Aarhus | . | S32 | . | T074 | 0.57 | 274.954
DK_CA_Aarhus | . | S32 | . | T075 | 0.72 | 347.3103
DK_CA_Aarhus | . | S32 | . | T076 | 0.57 | 274.954
DK_CA_Aarhus | . | S32 | . | T077 | 0.57 | 274.954
DK_CA_Aarhus | . | S32 | . | T078 | 0.85 | 410.0191
DK_CA_Aarhus | . | S32 | . | T079 | 0.95 | 458.2566
DK_CA_Aarhus | . | S32 | . | T080 | 0.85 | 410.0191
DK_CA_Aarhus | . | S32 | . | T081 | 0.57 | 274.954
DK_CA_Aarhus | . | S32 | . | T082 | 0.42 | 202.5976
DK_CA_Aarhus | . | S32 | . | T083 | 0.57 | 274.954
DK_CA_Aarhus | . | S32 | . | T084 | 0.57 | 274.954
DK_CA_Aarhus | . | S32 | . | T085 | 0.72 | 347.3103
DK_CA_Aarhus | . | S32 | . | T086 | 0.72 | 347.3103
DK_CA_Aarhus | . | S32 | . | T087 | 0.72 | 347.3103
DK_CA_Aarhus | . | S32 | . | T088 | 0.72 | 347.3103
DK_CA_Aarhus | . | S32 | . | T089 | 0.72 | 347.3103
DK_CA_Aarhus | . | S32 | . | T090 | 0.57 | 274.954
DK_CA_Aarhus | . | S32 | . | T091 | 0.57 | 274.954
DK_CA_Aarhus | . | S32 | . | T092 | 0.57 | 274.954
DK_CA_Aarhus | . | S32 | . | T093 | 0.57 | 274.954
DK_CA_Aarhus | . | S32 | . | T094 | 0.72 | 347.3103
DK_CA_Aarhus | . | S32 | . | T095 | 0.72 | 347.3103
DK_CA_Aarhus | . | S32 | . | T096 | 0.85 | 410.0191
DK_CA_Aarhus | . | S32 | . | T097 | 0.85 | 410.0191
DK_CA_Aarhus | . | S32 | . | T098 | 0.72 | 347.3103
DK_CA_Aarhus | . | S32 | . | T099 | 0.72 | 347.3103
DK_CA_Aarhus | . | S32 | . | T100 | 0.72 | 347.3103
DK_CA_Aarhus | . | S32 | . | T101 | 0.85 | 410.0191
DK_CA_Aarhus | . | S32 | . | T102 | 0.95 | 458.2566
DK_CA_Aarhus | . | S32 | . | T103 | 0.99 | 477.5516
DK_CA_Aarhus | . | S32 | . | T104 | 0.99 | 477.5516
DK_CA_Aarhus | . | S32 | . | T105 | 1 | 482.3754
DK_CA_Aarhus | . | S32 | . | T106 | 1 | 482.3754
DK_CA_Aarhus | . | S32 | . | T107 | 0.99 | 477.5516
DK_CA_Aarhus | . | S32 | . | T108 | 0.99 | 477.5516
DK_CA_Aarhus | . | S32 | . | T109 | 0.99 | 477.5516
DK_CA_Aarhus | . | S32 | . | T110 | 0.99 | 477.5516
DK_CA_Aarhus | . | S32 | . | T111 | 0.99 | 477.5516
DK_CA_Aarhus | . | S32 | . | T112 | 0.99 | 477.5516
DK_CA_Aarhus | . | S32 | . | T113 | 0.95 | 458.2566
DK_CA_Aarhus | . | S32 | . | T114 | 0.95 | 458.2566
DK_CA_Aarhus | . | S32 | . | T115 | 0.85 | 410.0191
DK_CA_Aarhus | . | S32 | . | T116 | 0.72 | 347.3103
DK_CA_Aarhus | . | S32 | . | T117 | 0.72 | 347.3103
DK_CA_Aarhus | . | S32 | . | T118 | 0.72 | 347.3103
DK_CA_Aarhus | . | S32 | . | T119 | 0.72 | 347.3103
DK_CA_Aarhus | . | S32 | . | T120 | 0.57 | 274.954
DK_CA_Aarhus | . | S32 | . | T121 | 0.57 | 274.954
DK_CA_Aarhus | . | S32 | . | T122 | 0.57 | 274.954
DK_CA_Aarhus | . | S32 | . | T123 | 0.42 | 202.5976
DK_CA_Aarhus | . | S32 | . | T124 | 0.42 | 202.5976
DK_CA_Aarhus | . | S32 | . | T125 | 0.3 | 144.7126
DK_CA_Aarhus | . | S32 | . | T126 | 0.3 | 144.7126
DK_CA_Aarhus | . | S32 | . | T127 | 0.19 | 91.6513
DK_CA_Aarhus | . | S32 | . | T128 | 0.12 | 57.885
DK_CA_Aarhus | . | S32 | . | T129 | 0.19 | 91.6513
DK_CA_Aarhus | . | S32 | . | T130 | 0.19 | 91.6513
DK_CA_Aarhus | . | S32 | . | T131 | 0.3 | 144.7126
DK_CA_Aarhus | . | S32 | . | T132 | 0.3 | 144.7126
DK_CA_Aarhus | . | S32 | . | T133 | 0.42 | 202.5976
DK_CA_Aarhus | . | S32 | . | T134 | 0.42 | 202.5976
DK_CA_Aarhus | . | S32 | . | T135 | 0.57 | 274.954
DK_CA_Aarhus | . | S32 | . | T136 | 0.57 | 274.954
DK_CA_Aarhus | . | S32 | . | T137 | 0.57 | 274.954
DK_CA_Aarhus | . | S32 | . | T138 | 0.57 | 274.954
DK_CA_Aarhus | . | S32 | . | T139 | 0.42 | 202.5976
DK_CA_Aarhus | . | S32 | . | T140 | 0.42 | 202.5976
DK_CA_Aarhus | . | S32 | . | T141 | 0.42 | 202.5976
DK_CA_Aarhus | . | S32 | . | T142 | 0.42 | 202.5976
DK_CA_Aarhus | . | S32 | . | T143 | 0.42 | 202.5976
DK_CA_Aarhus | . | S32 | . | T144 | 0.42 | 202.5976
DK_CA_Aarhus | . | S32 | . | T145 | 0.42 | 202.5976
DK_CA_Aarhus | . | S32 | . | T146 | 0.42 | 202.5976
DK_CA_Aarhus | . | S32 | . | T147 | 0.3 | 144.7126
DK_CA_Aarhus | . | S32 | . | T148 | 0.3 | 144.7126
DK_CA_Aarhus | . | S32 | . | T149 | 0.3 | 144.7126
DK_CA_Aarhus | . | S32 | . | T150 | 0.3 | 144.7126
DK_CA_Aarhus | . | S32 | . | T151 | 0.3 | 144.7126
DK_CA_Aarhus | . | S32 | . | T152 | 0.19 | 91.6513
DK_CA_Aarhus | . | S32 | . | T153 | 0.3 | 144.7126
DK_CA_Aarhus | . | S32 | . | T154 | 0.3 | 144.7126
DK_CA_Aarhus | . | S32 | . | T155 | 0.42 | 202.5976
DK_CA_Aarhus | . | S32 | . | T156 | 0.42 | 202.5976
DK_CA_Aarhus | . | S32 | . | T157 | 0.42 | 202.5976
DK_CA_Aarhus | . | S32 | . | T158 | 0.42 | 202.5976
DK_CA_Aarhus | . | S32 | . | T159 | 0.42 | 202.5976
DK_CA_Aarhus | . | S32 | . | T160 | 0.3 | 144.7126
DK_CA_Aarhus | . | S32 | . | T161 | 0.3 | 144.7126
DK_CA_Aarhus | . | S32 | . | T162 | 0.19 | 91.6513
DK_CA_Aarhus | . | S32 | . | T163 | 0.12 | 57.885
DK_CA_Aarhus | . | S32 | . | T164 | 0.19 | 91.6513
DK_CA_Aarhus | . | S32 | . | T165 | 0.3 | 144.7126
DK_CA_Aarhus | . | S32 | . | T166 | 0.42 | 202.5976
DK_CA_Aarhus | . | S32 | . | T167 | 0.42 | 202.5976
DK_CA_Aarhus | . | S32 | . | T168 | 0.3 | 144.7126
DK_CA_Aarhus | . | S33 | . | T001 | 0.42 | 202.5976
DK_CA_Aarhus | . | S33 | . | T002 | 0.57 | 274.954
DK_CA_Aarhus | . | S33 | . | T003 | 0.72 | 347.3103
DK_CA_Aarhus | . | S33 | . | T004 | 0.85 | 410.0191
DK_CA_Aarhus | . | S33 | . | T005 | 0.95 | 458.2566
DK_CA_Aarhus | . | S33 | . | T006 | 0.95 | 458.2566
DK_CA_Aarhus | . | S33 | . | T007 | 0.85 | 410.0191
DK_CA_Aarhus | . | S33 | . | T008 | 0.85 | 410.0191
DK_CA_Aarhus | . | S33 | . | T009 | 0.72 | 347.3103
DK_CA_Aarhus | . | S33 | . | T010 | 0.72 | 347.3103
DK_CA_Aarhus | . | S33 | . | T011 | 0.57 | 274.954
DK_CA_Aarhus | . | S33 | . | T012 | 0.57 | 274.954
DK_CA_Aarhus | . | S33 | . | T013 | 0.57 | 274.954
DK_CA_Aarhus | . | S33 | . | T014 | 0.57 | 274.954
DK_CA_Aarhus | . | S33 | . | T015 | 0.42 | 202.5976
DK_CA_Aarhus | . | S33 | . | T016 | 0.42 | 202.5976
DK_CA_Aarhus | . | S33 | . | T017 | 0.3 | 144.7126
DK_CA_Aarhus | . | S33 | . | T018 | 0.3 | 144.7126
DK_CA_Aarhus | . | S33 | . | T019 | 0.19 | 91.6513
DK_CA_Aarhus | . | S33 | . | T020 | 0.19 | 91.6513
DK_CA_Aarhus | . | S33 | . | T021 | 0.12 | 57.885
DK_CA_Aarhus | . | S33 | . | T022 | 0.12 | 57.885
DK_CA_Aarhus | . | S33 | . | T023 | 0.12 | 57.885
DK_CA_Aarhus | . | S33 | . | T024 | 0.12 | 57.885
DK_CA_Aarhus | . | S33 | . | T025 | 0.12 | 57.885
DK_CA_Aarhus | . | S33 | . | T026 | 0.06 | 28.9425
DK_CA_Aarhus | . | S33 | . | T027 | 0.03 | 14.4713
DK_CA_Aarhus | . | S33 | . | T028 | 0.03 | 14.4713
DK_CA_Aarhus | . | S33 | . | T029 | 0.03 | 14.4713
DK_CA_Aarhus | . | S33 | . | T030 | 0.03 | 14.4713
DK_CA_Aarhus | . | S33 | . | T031 | 0.03 | 14.4713
DK_CA_Aarhus | . | S33 | . | T032 | 0.03 | 14.4713
DK_CA_Aarhus | . | S33 | . | T033 | 0 | 0
DK_CA_Aarhus | . | S33 | . | T034 | 0.03 | 14.4713
DK_CA_Aarhus | . | S33 | . | T035 | 0.03 | 14.4713
DK_CA_Aarhus | . | S33 | . | T036 | 0.12 | 57.885
DK_CA_Aarhus | . | S33 | . | T037 | 0.12 | 57.885
DK_CA_Aarhus | . | S33 | . | T038 | 0.19 | 91.6513
DK_CA_Aarhus | . | S33 | . | T039 | 0.19 | 91.6513
DK_CA_Aarhus | . | S33 | . | T040 | 0.19 | 91.6513
DK_CA_Aarhus | . | S33 | . | T041 | 0.3 | 144.7126
DK_CA_Aarhus | . | S33 | . | T042 | 0.3 | 144.7126
DK_CA_Aarhus | . | S33 | . | T043 | 0.3 | 144.7126
DK_CA_Aarhus | . | S33 | . | T044 | 0.3 | 144.7126
DK_CA_Aarhus | . | S33 | . | T045 | 0.3 | 144.7126
DK_CA_Aarhus | . | S33 | . | T046 | 0.42 | 202.5976
DK_CA_Aarhus | . | S33 | . | T047 | 0.42 | 202.5976
DK_CA_Aarhus | . | S33 | . | T048 | 0.42 | 202.5976
DK_CA_Aarhus | . | S33 | . | T049 | 0.42 | 202.5976
DK_CA_Aarhus | . | S33 | . | T050 | 0.42 | 202.5976
DK_CA_Aarhus | . | S33 | . | T051 | 0.42 | 202.5976
DK_CA_Aarhus | . | S33 | . | T052 | 0.3 | 144.7126
DK_CA_Aarhus | . | S33 | . | T053 | 0.3 | 144.7126
DK_CA_Aarhus | . | S33 | . | T054 | 0.3 | 144.7126
DK_CA_Aarhus | . | S33 | . | T055 | 0.3 | 144.7126
DK_CA_Aarhus | . | S33 | . | T056 | 0.3 | 144.7126
DK_CA_Aarhus | . | S33 | . | T057 | 0.3 | 144.7126
DK_CA_Aarhus | . | S33 | . | T058 | 0.3 | 144.7126
DK_CA_Aarhus | . | S33 | . | T059 | 0.3 | 144.7126
DK_CA_Aarhus | . | S33 | . | T060 | 0.3 | 144.7126
DK_CA_Aarhus | . | S33 | . | T061 | 0.3 | 144.7126
DK_CA_Aarhus | . | S33 | . | T062 | 0.3 | 144.7126
DK_CA_Aarhus | . | S33 | . | T063 | 0.3 | 144.7126
DK_CA_Aarhus | . | S33 | . | T064 | 0.19 | 91.6513
DK_CA_Aarhus | . | S33 | . | T065 | 0.19 | 91.6513
DK_CA_Aarhus | . | S33 | . | T066 | 0.19 | 91.6513
DK_CA_Aarhus | . | S33 | . | T067 | 0.12 | 57.885
DK_CA_Aarhus | . | S33 | . | T068 | 0.12 | 57.885
DK_CA_Aarhus | . | S33 | . | T069 | 0.12 | 57.885
DK_CA_Aarhus | . | S33 | . | T070 | 0.06 | 28.9425
DK_CA_Aarhus | . | S33 | . | T071 | 0.06 | 28.9425
DK_CA_Aarhus | . | S33 | . | T072 | 0.06 | 28.9425
DK_CA_Aarhus | . | S33 | . | T073 | 0.03 | 14.4713
DK_CA_Aarhus | . | S33 | . | T074 | 0.03 | 14.4713
DK_CA_Aarhus | . | S33 | . | T075 | 0.03 | 14.4713
DK_CA_Aarhus | . | S33 | . | T076 | 0.03 | 14.4713
DK_CA_Aarhus | . | S33 | . | T077 | 0.03 | 14.4713
DK_CA_Aarhus | . | S33 | . | T078 | 0.06 | 28.9425
DK_CA_Aarhus | . | S33 | . | T079 | 0.06 | 28.9425
DK_CA_Aarhus | . | S33 | . | T080 | 0.19 | 91.6513
DK_CA_Aarhus | . | S33 | . | T081 | 0.12 | 57.885
DK_CA_Aarhus | . | S33 | . | T082 | 0.06 | 28.9425
DK_CA_Aarhus | . | S33 | . | T083 | 0.06 | 28.9425
DK_CA_Aarhus | . | S33 | . | T084 | 0.06 | 28.9425
DK_CA_Aarhus | . | S33 | . | T085 | 0.06 | 28.9425
DK_CA_Aarhus | . | S33 | . | T086 | 0.06 | 28.9425
DK_CA_Aarhus | . | S33 | . | T087 | 0.06 | 28.9425
DK_CA_Aarhus | . | S33 | . | T088 | 0.12 | 57.885
DK_CA_Aarhus | . | S33 | . | T089 | 0.12 | 57.885
DK_CA_Aarhus | . | S33 | . | T090 | 0.12 | 57.885
DK_CA_Aarhus | . | S33 | . | T091 | 0.12 | 57.885
DK_CA_Aarhus | . | S33 | . | T092 | 0.19 | 91.6513
DK_CA_Aarhus | . | S33 | . | T093 | 0.19 | 91.6513
DK_CA_Aarhus | . | S33 | . | T094 | 0.3 | 144.7126
DK_CA_Aarhus | . | S33 | . | T095 | 0.3 | 144.7126
DK_CA_Aarhus | . | S33 | . | T096 | 0.19 | 91.6513
DK_CA_Aarhus | . | S33 | . | T097 | 0.19 | 91.6513
DK_CA_Aarhus | . | S33 | . | T098 | 0.19 | 91.6513
DK_CA_Aarhus | . | S33 | . | T099 | 0.19 | 91.6513
DK_CA_Aarhus | . | S33 | . | T100 | 0.19 | 91.6513
DK_CA_Aarhus | . | S33 | . | T101 | 0.12 | 57.885
DK_CA_Aarhus | . | S33 | . | T102 | 0.12 | 57.885
DK_CA_Aarhus | . | S33 | . | T103 | 0.12 | 57.885
DK_CA_Aarhus | . | S33 | . | T104 | 0.19 | 91.6513
DK_CA_Aarhus | . | S33 | . | T105 | 0.19 | 91.6513
DK_CA_Aarhus | . | S33 | . | T106 | 0.12 | 57.885
DK_CA_Aarhus | . | S33 | . | T107 | 0.19 | 91.6513
DK_CA_Aarhus | . | S33 | . | T108 | 0.3 | 144.7126
DK_CA_Aarhus | . | S33 | . | T109 | 0.19 | 91.6513
DK_CA_Aarhus | . | S33 | . | T110 | 0.19 | 91.6513
DK_CA_Aarhus | . | S33 | . | T111 | 0.57 | 274.954
DK_CA_Aarhus | . | S33 | . | T112 | 0.42 | 202.5976
DK_CA_Aarhus | . | S33 | . | T113 | 0.42 | 202.5976
DK_CA_Aarhus | . | S33 | . | T114 | 0.42 | 202.5976
DK_CA_Aarhus | . | S33 | . | T115 | 0.57 | 274.954
DK_CA_Aarhus | . | S33 | . | T116 | 0.57 | 274.954
DK_CA_Aarhus | . | S33 | . | T117 | 0.57 | 274.954
DK_CA_Aarhus | . | S33 | . | T118 | 0.57 | 274.954
DK_CA_Aarhus | . | S33 | . | T119 | 0.57 | 274.954
DK_CA_Aarhus | . | S33 | . | T120 | 0.57 | 274.954
DK_CA_Aarhus | . | S33 | . | T121 | 0.57 | 274.954
DK_CA_Aarhus | . | S33 | . | T122 | 0.42 | 202.5976
DK_CA_Aarhus | . | S33 | . | T123 | 0.42 | 202.5976
DK_CA_Aarhus | . | S33 | . | T124 | 0.3 | 144.7126
DK_CA_Aarhus | . | S33 | . | T125 | 0.3 | 144.7126
DK_CA_Aarhus | . | S33 | . | T126 | 0.3 | 144.7126
DK_CA_Aarhus | . | S33 | . | T127 | 0.19 | 91.6513
DK_CA_Aarhus | . | S33 | . | T128 | 0.19 | 91.6513
DK_CA_Aarhus | . | S33 | . | T129 | 0.3 | 144.7126
DK_CA_Aarhus | . | S33 | . | T130 | 0.3 | 144.7126
DK_CA_Aarhus | . | S33 | . | T131 | 0.3 | 144.7126
DK_CA_Aarhus | . | S33 | . | T132 | 0.3 | 144.7126
DK_CA_Aarhus | . | S33 | . | T133 | 0.3 | 144.7126
DK_CA_Aarhus | . | S33 | . | T134 | 0.3 | 144.7126
DK_CA_Aarhus | . | S33 | . | T135 | 0.19 | 91.6513
DK_CA_Aarhus | . | S33 | . | T136 | 0.19 | 91.6513
DK_CA_Aarhus | . | S33 | . | T137 | 0.12 | 57.885
DK_CA_Aarhus | . | S33 | . | T138 | 0.12 | 57.885
DK_CA_Aarhus | . | S33 | . | T139 | 0.06 | 28.9425
DK_CA_Aarhus | . | S33 | . | T140 | 0.06 | 28.9425
DK_CA_Aarhus | . | S33 | . | T141 | 0.06 | 28.9425
DK_CA_Aarhus | . | S33 | . | T142 | 0.12 | 57.885
DK_CA_Aarhus | . | S33 | . | T143 | 0.06 | 28.9425
DK_CA_Aarhus | . | S33 | . | T144 | 0.06 | 28.9425
DK_CA_Aarhus | . | S33 | . | T145 | 0.03 | 14.4713
DK_CA_Aarhus | . | S33 | . | T146 | 0.03 | 14.4713
DK_CA_Aarhus | . | S33 | . | T147 | 0 | 0
DK_CA_Aarhus | . | S33 | . | T148 | 0 | 0
DK_CA_Aarhus | . | S33 | . | T149 | 0 | 0
DK_CA_Aarhus | . | S33 | . | T150 | 0 | 0
DK_CA_Aarhus | . | S33 | . | T151 | 0 | 0
DK_CA_Aarhus | . | S33 | . | T152 | 0 | 0
DK_CA_Aarhus | . | S33 | . | T153 | 0 | 0
DK_CA_Aarhus | . | S33 | . | T154 | 0 | 0
DK_CA_Aarhus | . | S33 | . | T155 | 0 | 0
DK_CA_Aarhus | . | S33 | . | T156 | 0.03 | 14.4713
DK_CA_Aarhus | . | S33 | . | T157 | 0.03 | 14.4713
DK_CA_Aarhus | . | S33 | . | T158 | 0.03 | 14.4713
DK_CA_Aarhus | . | S33 | . | T159 | 0.06 | 28.9425
DK_CA_Aarhus | . | S33 | . | T160 | 0.06 | 28.9425
DK_CA_Aarhus | . | S33 | . | T161 | 0.06 | 28.9425
DK_CA_Aarhus | . | S33 | . | T162 | 0.06 | 28.9425
DK_CA_Aarhus | . | S33 | . | T163 | 0.12 | 57.885
DK_CA_Aarhus | . | S33 | . | T164 | 0.19 | 91.6513
DK_CA_Aarhus | . | S33 | . | T165 | 0.3 | 144.7126
DK_CA_Aarhus | . | S33 | . | T166 | 0.3 | 144.7126
DK_CA_Aarhus | . | S33 | . | T167 | 0.3 | 144.7126
DK_CA_Aarhus | . | S33 | . | T168 | 0.42 | 202.5976
DK_CA_Aarhus | . | S34 | . | T001 | 0.42 | 202.5976
DK_CA_Aarhus | . | S34 | . | T002 | 0.42 | 202.5976
DK_CA_Aarhus | . | S34 | . | T003 | 0.3 | 144.7126
DK_CA_Aarhus | . | S34 | . | T004 | 0.3 | 144.7126
DK_CA_Aarhus | . | S34 | . | T005 | 0.42 | 202.5976
DK_CA_Aarhus | . | S34 | . | T006 | 0.42 | 202.5976
DK_CA_Aarhus | . | S34 | . | T007 | 0.42 | 202.5976
DK_CA_Aarhus | . | S34 | . | T008 | 0.42 | 202.5976
DK_CA_Aarhus | . | S34 | . | T009 | 0.42 | 202.5976
DK_CA_Aarhus | . | S34 | . | T010 | 0.57 | 274.954
DK_CA_Aarhus | . | S34 | . | T011 | 0.57 | 274.954
DK_CA_Aarhus | . | S34 | . | T012 | 0.57 | 274.954
DK_CA_Aarhus | . | S34 | . | T013 | 0.42 | 202.5976
DK_CA_Aarhus | . | S34 | . | T014 | 0.42 | 202.5976
DK_CA_Aarhus | . | S34 | . | T015 | 0.42 | 202.5976
DK_CA_Aarhus | . | S34 | . | T016 | 0.42 | 202.5976
DK_CA_Aarhus | . | S34 | . | T017 | 0.19 | 91.6513
DK_CA_Aarhus | . | S34 | . | T018 | 0.12 | 57.885
DK_CA_Aarhus | . | S34 | . | T019 | 0.06 | 28.9425
DK_CA_Aarhus | . | S34 | . | T020 | 0.06 | 28.9425
DK_CA_Aarhus | . | S34 | . | T021 | 0.12 | 57.885
DK_CA_Aarhus | . | S34 | . | T022 | 0.12 | 57.885
DK_CA_Aarhus | . | S34 | . | T023 | 0.19 | 91.6513
DK_CA_Aarhus | . | S34 | . | T024 | 0.19 | 91.6513
DK_CA_Aarhus | . | S34 | . | T025 | 0.19 | 91.6513
DK_CA_Aarhus | . | S34 | . | T026 | 0.19 | 91.6513
DK_CA_Aarhus | . | S34 | . | T027 | 0.12 | 57.885
DK_CA_Aarhus | . | S34 | . | T028 | 0.12 | 57.885
DK_CA_Aarhus | . | S34 | . | T029 | 0.06 | 28.9425
DK_CA_Aarhus | . | S34 | . | T030 | 0.06 | 28.9425
DK_CA_Aarhus | . | S34 | . | T031 | 0.12 | 57.885
DK_CA_Aarhus | . | S34 | . | T032 | 0.12 | 57.885
DK_CA_Aarhus | . | S34 | . | T033 | 0.12 | 57.885
DK_CA_Aarhus | . | S34 | . | T034 | 0.19 | 91.6513
DK_CA_Aarhus | . | S34 | . | T035 | 0.3 | 144.7126
DK_CA_Aarhus | . | S34 | . | T036 | 0.42 | 202.5976
DK_CA_Aarhus | . | S34 | . | T037 | 0.3 | 144.7126
DK_CA_Aarhus | . | S34 | . | T038 | 0.3 | 144.7126
DK_CA_Aarhus | . | S34 | . | T039 | 0.3 | 144.7126
DK_CA_Aarhus | . | S34 | . | T040 | 0.3 | 144.7126
DK_CA_Aarhus | . | S34 | . | T041 | 0.19 | 91.6513
DK_CA_Aarhus | . | S34 | . | T042 | 0.12 | 57.885
DK_CA_Aarhus | . | S34 | . | T043 | 0.12 | 57.885
DK_CA_Aarhus | . | S34 | . | T044 | 0.06 | 28.9425
DK_CA_Aarhus | . | S34 | . | T045 | 0.06 | 28.9425
DK_CA_Aarhus | . | S34 | . | T046 | 0.06 | 28.9425
DK_CA_Aarhus | . | S34 | . | T047 | 0.06 | 28.9425
DK_CA_Aarhus | . | S34 | . | T048 | 0.06 | 28.9425
DK_CA_Aarhus | . | S34 | . | T049 | 0.06 | 28.9425
DK_CA_Aarhus | . | S34 | . | T050 | 0.06 | 28.9425
DK_CA_Aarhus | . | S34 | . | T051 | 0.06 | 28.9425
DK_CA_Aarhus | . | S34 | . | T052 | 0.03 | 14.4713
DK_CA_Aarhus | . | S34 | . | T053 | 0.03 | 14.4713
DK_CA_Aarhus | . | S34 | . | T054 | 0.03 | 14.4713
DK_CA_Aarhus | . | S34 | . | T055 | 0 | 0
DK_CA_Aarhus | . | S34 | . | T056 | 0 | 0
DK_CA_Aarhus | . | S34 | . | T057 | 0 | 0
DK_CA_Aarhus | . | S34 | . | T058 | 0 | 0
DK_CA_Aarhus | . | S34 | . | T059 | 0 | 0
DK_CA_Aarhus | . | S34 | . | T060 | 0 | 0
DK_CA_Aarhus | . | S34 | . | T061 | 0 | 0
DK_CA_Aarhus | . | S34 | . | T062 | 0 | 0
DK_CA_Aarhus | . | S34 | . | T063 | 0 | 0
DK_CA_Aarhus | . | S34 | . | T064 | 0 | 0
DK_CA_Aarhus | . | S34 | . | T065 | 0 | 0
DK_CA_Aarhus | . | S34 | . | T066 | 0 | 0
DK_CA_Aarhus | . | S34 | . | T067 | 0 | 0
DK_CA_Aarhus | . | S34 | . | T068 | 0 | 0
DK_CA_Aarhus | . | S34 | . | T069 | 0 | 0
DK_CA_Aarhus | . | S34 | . | T070 | 0 | 0
DK_CA_Aarhus | . | S34 | . | T071 | 0 | 0
DK_CA_Aarhus | . | S34 | . | T072 | 0 | 0
DK_CA_Aarhus | . | S34 | . | T073 | 0 | 0
DK_CA_Aarhus | . | S34 | . | T074 | 0.03 | 14.4713
DK_CA_Aarhus | . | S34 | . | T075 | 0.03 | 14.4713
DK_CA_Aarhus | . | S34 | . | T076 | 0.03 | 14.4713
DK_CA_Aarhus | . | S34 | . | T077 | 0.03 | 14.4713
DK_CA_Aarhus | . | S34 | . | T078 | 0.03 | 14.4713
DK_CA_Aarhus | . | S34 | . | T079 | 0 | 0
DK_CA_Aarhus | . | S34 | . | T080 | 0 | 0
DK_CA_Aarhus | . | S34 | . | T081 | 0 | 0
DK_CA_Aarhus | . | S34 | . | T082 | 0 | 0
DK_CA_Aarhus | . | S34 | . | T083 | 0 | 0
DK_CA_Aarhus | . | S34 | . | T084 | 0 | 0
DK_CA_Aarhus | . | S34 | . | T085 | 0 | 0
DK_CA_Aarhus | . | S34 | . | T086 | 0 | 0
DK_CA_Aarhus | . | S34 | . | T087 | 0 | 0
DK_CA_Aarhus | . | S34 | . | T088 | 0 | 0
DK_CA_Aarhus | . | S34 | . | T089 | 0 | 0
DK_CA_Aarhus | . | S34 | . | T090 | 0 | 0
DK_CA_Aarhus | . | S34 | . | T091 | 0 | 0
DK_CA_Aarhus | . | S34 | . | T092 | 0 | 0
DK_CA_Aarhus | . | S34 | . | T093 | 0.03 | 14.4713
DK_CA_Aarhus | . | S34 | . | T094 | 0.06 | 28.9425
DK_CA_Aarhus | . | S34 | . | T095 | 0.12 | 57.885
DK_CA_Aarhus | . | S34 | . | T096 | 0.12 | 57.885
DK_CA_Aarhus | . | S34 | . | T097 | 0.12 | 57.885
DK_CA_Aarhus | . | S34 | . | T098 | 0.12 | 57.885
DK_CA_Aarhus | . | S34 | . | T099 | 0.12 | 57.885
DK_CA_Aarhus | . | S34 | . | T100 | 0.06 | 28.9425
DK_CA_Aarhus | . | S34 | . | T101 | 0.03 | 14.4713
DK_CA_Aarhus | . | S34 | . | T102 | 0.03 | 14.4713
DK_CA_Aarhus | . | S34 | . | T103 | 0.03 | 14.4713
DK_CA_Aarhus | . | S34 | . | T104 | 0.12 | 57.885
DK_CA_Aarhus | . | S34 | . | T105 | 0.12 | 57.885
DK_CA_Aarhus | . | S34 | . | T106 | 0.03 | 14.4713
DK_CA_Aarhus | . | S34 | . | T107 | 0.03 | 14.4713
DK_CA_Aarhus | . | S34 | . | T108 | 0.06 | 28.9425
DK_CA_Aarhus | . | S34 | . | T109 | 0.06 | 28.9425
DK_CA_Aarhus | . | S34 | . | T110 | 0.12 | 57.885
DK_CA_Aarhus | . | S34 | . | T111 | 0.12 | 57.885
DK_CA_Aarhus | . | S34 | . | T112 | 0.06 | 28.9425
DK_CA_Aarhus | . | S34 | . | T113 | 0.06 | 28.9425
DK_CA_Aarhus | . | S34 | . | T114 | 0.06 | 28.9425
DK_CA_Aarhus | . | S34 | . | T115 | 0.06 | 28.9425
DK_CA_Aarhus | . | S34 | . | T116 | 0.12 | 57.885
DK_CA_Aarhus | . | S34 | . | T117 | 0.06 | 28.9425
DK_CA_Aarhus | . | S34 | . | T118 | 0.06 | 28.9425
DK_CA_Aarhus | . | S34 | . | T119 | 0.06 | 28.9425
DK_CA_Aarhus | . | S34 | . | T120 | 0.12 | 57.885
DK_CA_Aarhus | . | S34 | . | T121 | 0.12 | 57.885
DK_CA_Aarhus | . | S34 | . | T122 | 0.06 | 28.9425
DK_CA_Aarhus | . | S34 | . | T123 | 0.06 | 28.9425
DK_CA_Aarhus | . | S34 | . | T124 | 0.06 | 28.9425
DK_CA_Aarhus | . | S34 | . | T125 | 0.06 | 28.9425
DK_CA_Aarhus | . | S34 | . | T126 | 0.06 | 28.9425
DK_CA_Aarhus | . | S34 | . | T127 | 0.06 | 28.9425
DK_CA_Aarhus | . | S34 | . | T128 | 0.03 | 14.4713
DK_CA_Aarhus | . | S34 | . | T129 | 0.03 | 14.4713
DK_CA_Aarhus | . | S34 | . | T130 | 0 | 0
DK_CA_Aarhus | . | S34 | . | T131 | 0 | 0
DK_CA_Aarhus | . | S34 | . | T132 | 0 | 0
DK_CA_Aarhus | . | S34 | . | T133 | 0 | 0
DK_CA_Aarhus | . | S34 | . | T134 | 0 | 0
DK_CA_Aarhus | . | S34 | . | T135 | 0.03 | 14.4713
DK_CA_Aarhus | . | S34 | . | T136 | 0.03 | 14.4713
DK_CA_Aarhus | . | S34 | . | T137 | 0.03 | 14.4713
DK_CA_Aarhus | . | S34 | . | T138 | 0.03 | 14.4713
DK_CA_Aarhus | . | S34 | . | T139 | 0.06 | 28.9425
DK_CA_Aarhus | . | S34 | . | T140 | 0.12 | 57.885
DK_CA_Aarhus | . | S34 | . | T141 | 0.12 | 57.885
DK_CA_Aarhus | . | S34 | . | T142 | 0.12 | 57.885
DK_CA_Aarhus | . | S34 | . | T143 | 0.12 | 57.885
DK_CA_Aarhus | . | S34 | . | T144 | 0.06 | 28.9425
DK_CA_Aarhus | . | S34 | . | T145 | 0.06 | 28.9425
DK_CA_Aarhus | . | S34 | . | T146 | 0.06 | 28.9425
DK_CA_Aarhus | . | S34 | . | T147 | 0.06 | 28.9425
DK_CA_Aarhus | . | S34 | . | T148 | 0.03 | 14.4713
DK_CA_Aarhus | . | S34 | . | T149 | 0.03 | 14.4713
DK_CA_Aarhus | . | S34 | . | T150 | 0.06 | 28.9425
DK_CA_Aarhus | . | S34 | . | T151 | 0.06 | 28.9425
DK_CA_Aarhus | . | S34 | . | T152 | 0.12 | 57.885
DK_CA_Aarhus | . | S34 | . | T153 | 0.12 | 57.885
DK_CA_Aarhus | . | S34 | . | T154 | 0.12 | 57.885
DK_CA_Aarhus | . | S34 | . | T155 | 0.12 | 57.885
DK_CA_Aarhus | . | S34 | . | T156 | 0.12 | 57.885
DK_CA_Aarhus | . | S34 | . | T157 | 0.12 | 57.885
DK_CA_Aarhus | . | S34 | . | T158 | 0.12 | 57.885
DK_CA_Aarhus | . | S34 | . | T159 | 0.12 | 57.885
DK_CA_Aarhus | . | S34 | . | T160 | 0.12 | 57.885
DK_CA_Aarhus | . | S34 | . | T161 | 0.06 | 28.9425
DK_CA_Aarhus | . | S34 | . | T162 | 0.06 | 28.9425
DK_CA_Aarhus | . | S34 | . | T163 | 0.06 | 28.9425
DK_CA_Aarhus | . | S34 | . | T164 | 0.06 | 28.9425
DK_CA_Aarhus | . | S34 | . | T165 | 0.12 | 57.885
DK_CA_Aarhus | . | S34 | . | T166 | 0.12 | 57.885
DK_CA_Aarhus | . | S34 | . | T167 | 0.06 | 28.9425
DK_CA_Aarhus | . | S34 | . | T168 | 0.03 | 14.4713
DK_CA_Aarhus | . | S35 | . | T001 | 0 | 0
DK_CA_Aarhus | . | S35 | . | T002 | 0 | 0
DK_CA_Aarhus | . | S35 | . | T003 | 0.03 | 14.4713
DK_CA_Aarhus | . | S35 | . | T004 | 0.03 | 14.4713
DK_CA_Aarhus | . | S35 | . | T005 | 0.12 | 57.885
DK_CA_Aarhus | . | S35 | . | T006 | 0.19 | 91.6513
DK_CA_Aarhus | . | S35 | . | T007 | 0.3 | 144.7126
DK_CA_Aarhus | . | S35 | . | T008 | 0.19 | 91.6513
DK_CA_Aarhus | . | S35 | . | T009 | 0.19 | 91.6513
DK_CA_Aarhus | . | S35 | . | T010 | 0.19 | 91.6513
DK_CA_Aarhus | . | S35 | . | T011 | 0.3 | 144.7126
DK_CA_Aarhus | . | S35 | . | T012 | 0.19 | 91.6513
DK_CA_Aarhus | . | S35 | . | T013 | 0.06 | 28.9425
DK_CA_Aarhus | . | S35 | . | T014 | 0.12 | 57.885
DK_CA_Aarhus | . | S35 | . | T015 | 0.06 | 28.9425
DK_CA_Aarhus | . | S35 | . | T016 | 0.12 | 57.885
DK_CA_Aarhus | . | S35 | . | T017 | 0.12 | 57.885
DK_CA_Aarhus | . | S35 | . | T018 | 0.12 | 57.885
DK_CA_Aarhus | . | S35 | . | T019 | 0.06 | 28.9425
DK_CA_Aarhus | . | S35 | . | T020 | 0.06 | 28.9425
DK_CA_Aarhus | . | S35 | . | T021 | 0.03 | 14.4713
DK_CA_Aarhus | . | S35 | . | T022 | 0.06 | 28.9425
DK_CA_Aarhus | . | S35 | . | T023 | 0.06 | 28.9425
DK_CA_Aarhus | . | S35 | . | T024 | 0.06 | 28.9425
DK_CA_Aarhus | . | S35 | . | T025 | 0.12 | 57.885
DK_CA_Aarhus | . | S35 | . | T026 | 0.12 | 57.885
DK_CA_Aarhus | . | S35 | . | T027 | 0.19 | 91.6513
DK_CA_Aarhus | . | S35 | . | T028 | 0.3 | 144.7126
DK_CA_Aarhus | . | S35 | . | T029 | 0.3 | 144.7126
DK_CA_Aarhus | . | S35 | . | T030 | 0.42 | 202.5976
DK_CA_Aarhus | . | S35 | . | T031 | 0.42 | 202.5976
DK_CA_Aarhus | . | S35 | . | T032 | 0.42 | 202.5976
DK_CA_Aarhus | . | S35 | . | T033 | 0.57 | 274.954
DK_CA_Aarhus | . | S35 | . | T034 | 0.57 | 274.954
DK_CA_Aarhus | . | S35 | . | T035 | 0.72 | 347.3103
DK_CA_Aarhus | . | S35 | . | T036 | 0.72 | 347.3103
DK_CA_Aarhus | . | S35 | . | T037 | 0.85 | 410.0191
DK_CA_Aarhus | . | S35 | . | T038 | 0.85 | 410.0191
DK_CA_Aarhus | . | S35 | . | T039 | 0.85 | 410.0191
DK_CA_Aarhus | . | S35 | . | T040 | 0.85 | 410.0191
DK_CA_Aarhus | . | S35 | . | T041 | 0.85 | 410.0191
DK_CA_Aarhus | . | S35 | . | T042 | 0.85 | 410.0191
DK_CA_Aarhus | . | S35 | . | T043 | 0.85 | 410.0191
DK_CA_Aarhus | . | S35 | . | T044 | 0.85 | 410.0191
DK_CA_Aarhus | . | S35 | . | T045 | 0.95 | 458.2566
DK_CA_Aarhus | . | S35 | . | T046 | 0.85 | 410.0191
DK_CA_Aarhus | . | S35 | . | T047 | 0.85 | 410.0191
DK_CA_Aarhus | . | S35 | . | T048 | 0.85 | 410.0191
DK_CA_Aarhus | . | S35 | . | T049 | 0.85 | 410.0191
DK_CA_Aarhus | . | S35 | . | T050 | 0.85 | 410.0191
DK_CA_Aarhus | . | S35 | . | T051 | 0.85 | 410.0191
DK_CA_Aarhus | . | S35 | . | T052 | 0.72 | 347.3103
DK_CA_Aarhus | . | S35 | . | T053 | 0.72 | 347.3103
DK_CA_Aarhus | . | S35 | . | T054 | 0.72 | 347.3103
DK_CA_Aarhus | . | S35 | . | T055 | 0.72 | 347.3103
DK_CA_Aarhus | . | S35 | . | T056 | 0.85 | 410.0191
DK_CA_Aarhus | . | S35 | . | T057 | 0.95 | 458.2566
DK_CA_Aarhus | . | S35 | . | T058 | 0.95 | 458.2566
DK_CA_Aarhus | . | S35 | . | T059 | 0.85 | 410.0191
DK_CA_Aarhus | . | S35 | . | T060 | 0.85 | 410.0191
DK_CA_Aarhus | . | S35 | . | T061 | 0.85 | 410.0191
DK_CA_Aarhus | . | S35 | . | T062 | 0.85 | 410.0191
DK_CA_Aarhus | . | S35 | . | T063 | 0.85 | 410.0191
DK_CA_Aarhus | . | S35 | . | T064 | 0.85 | 410.0191
DK_CA_Aarhus | . | S35 | . | T065 | 0.85 | 410.0191
DK_CA_Aarhus | . | S35 | . | T066 | 0.72 | 347.3103
DK_CA_Aarhus | . | S35 | . | T067 | 0.57 | 274.954
DK_CA_Aarhus | . | S35 | . | T068 | 0.57 | 274.954
DK_CA_Aarhus | . | S35 | . | T069 | 0.57 | 274.954
DK_CA_Aarhus | . | S35 | . | T070 | 0.42 | 202.5976
DK_CA_Aarhus | . | S35 | . | T071 | 0.42 | 202.5976
DK_CA_Aarhus | . | S35 | . | T072 | 0.42 | 202.5976
DK_CA_Aarhus | . | S35 | . | T073 | 0.3 | 144.7126
DK_CA_Aarhus | . | S35 | . | T074 | 0.3 | 144.7126
DK_CA_Aarhus | . | S35 | . | T075 | 0.19 | 91.6513
DK_CA_Aarhus | . | S35 | . | T076 | 0.12 | 57.885
DK_CA_Aarhus | . | S35 | . | T077 | 0.12 | 57.885
DK_CA_Aarhus | . | S35 | . | T078 | 0.06 | 28.9425
DK_CA_Aarhus | . | S35 | . | T079 | 0.03 | 14.4713
DK_CA_Aarhus | . | S35 | . | T080 | 0.06 | 28.9425
DK_CA_Aarhus | . | S35 | . | T081 | 0 | 0
DK_CA_Aarhus | . | S35 | . | T082 | 0 | 0
DK_CA_Aarhus | . | S35 | . | T083 | 0 | 0
DK_CA_Aarhus | . | S35 | . | T084 | 0 | 0
DK_CA_Aarhus | . | S35 | . | T085 | 0 | 0
DK_CA_Aarhus | . | S35 | . | T086 | 0 | 0
DK_CA_Aarhus | . | S35 | . | T087 | 0 | 0
DK_CA_Aarhus | . | S35 | . | T088 | 0 | 0
DK_CA_Aarhus | . | S35 | . | T089 | 0 | 0
DK_CA_Aarhus | . | S35 | . | T090 | 0 | 0
DK_CA_Aarhus | . | S35 | . | T091 | 0 | 0
DK_CA_Aarhus | . | S35 | . | T092 | 0 | 0
DK_CA_Aarhus | . | S35 | . | T093 | 0 | 0
DK_CA_Aarhus | . | S35 | . | T094 | 0 | 0
DK_CA_Aarhus | . | S35 | . | T095 | 0 | 0
DK_CA_Aarhus | . | S35 | . | T096 | 0.03 | 14.4713
DK_CA_Aarhus | . | S35 | . | T097 | 0.06 | 28.9425
DK_CA_Aarhus | . | S35 | . | T098 | 0.12 | 57.885
DK_CA_Aarhus | . | S35 | . | T099 | 0.12 | 57.885
DK_CA_Aarhus | . | S35 | . | T100 | 0.06 | 28.9425
DK_CA_Aarhus | . | S35 | . | T101 | 0.06 | 28.9425
DK_CA_Aarhus | . | S35 | . | T102 | 0.06 | 28.9425
DK_CA_Aarhus | . | S35 | . | T103 | 0.06 | 28.9425
DK_CA_Aarhus | . | S35 | . | T104 | 0.06 | 28.9425
DK_CA_Aarhus | . | S35 | . | T105 | 0.06 | 28.9425
DK_CA_Aarhus | . | S35 | . | T106 | 0.06 | 28.9425
DK_CA_Aarhus | . | S35 | . | T107 | 0.03 | 14.4713
DK_CA_Aarhus | . | S35 | . | T108 | 0.06 | 28.9425
DK_CA_Aarhus | . | S35 | . | T109 | 0.06 | 28.9425
DK_CA_Aarhus | . | S35 | . | T110 | 0.12 | 57.885
DK_CA_Aarhus | . | S35 | . | T111 | 0.12 | 57.885
DK_CA_Aarhus | . | S35 | . | T112 | 0.19 | 91.6513
DK_CA_Aarhus | . | S35 | . | T113 | 0.19 | 91.6513
DK_CA_Aarhus | . | S35 | . | T114 | 0.19 | 91.6513
DK_CA_Aarhus | . | S35 | . | T115 | 0.19 | 91.6513
DK_CA_Aarhus | . | S35 | . | T116 | 0.3 | 144.7126
DK_CA_Aarhus | . | S35 | . | T117 | 0.3 | 144.7126
DK_CA_Aarhus | . | S35 | . | T118 | 0.3 | 144.7126
DK_CA_Aarhus | . | S35 | . | T119 | 0.3 | 144.7126
DK_CA_Aarhus | . | S35 | . | T120 | 0.3 | 144.7126
DK_CA_Aarhus | . | S35 | . | T121 | 0.3 | 144.7126
DK_CA_Aarhus | . | S35 | . | T122 | 0.3 | 144.7126
DK_CA_Aarhus | . | S35 | . | T123 | 0.19 | 91.6513
DK_CA_Aarhus | . | S35 | . | T124 | 0.19 | 91.6513
DK_CA_Aarhus | . | S35 | . | T125 | 0.19 | 91.6513
DK_CA_Aarhus | . | S35 | . | T126 | 0.19 | 91.6513
DK_CA_Aarhus | . | S35 | . | T127 | 0.3 | 144.7126
DK_CA_Aarhus | . | S35 | . | T128 | 0.19 | 91.6513
DK_CA_Aarhus | . | S35 | . | T129 | 0.19 | 91.6513
DK_CA_Aarhus | . | S35 | . | T130 | 0.19 | 91.6513
DK_CA_Aarhus | . | S35 | . | T131 | 0.12 | 57.885
DK_CA_Aarhus | . | S35 | . | T132 | 0.12 | 57.885
DK_CA_Aarhus | . | S35 | . | T133 | 0.06 | 28.9425
DK_CA_Aarhus | . | S35 | . | T134 | 0.06 | 28.9425
DK_CA_Aarhus | . | S35 | . | T135 | 0.12 | 57.885
DK_CA_Aarhus | . | S35 | . | T136 | 0.12 | 57.885
DK_CA_Aarhus | . | S35 | . | T137 | 0.12 | 57.885
DK_CA_Aarhus | . | S35 | . | T138 | 0.12 | 57.885
DK_CA_Aarhus | . | S35 | . | T139 | 0.12 | 57.885
DK_CA_Aarhus | . | S35 | . | T140 | 0.12 | 57.885
DK_CA_Aarhus | . | S35 | . | T141 | 0.12 | 57.885
DK_CA_Aarhus | . | S35 | . | T142 | 0.12 | 57.885
DK_CA_Aarhus | . | S35 | . | T143 | 0.12 | 57.885
DK_CA_Aarhus | . | S35 | . | T144 | 0.12 | 57.885
DK_CA_Aarhus | . | S35 | . | T145 | 0.12 | 57.885
DK_CA_Aarhus | . | S35 | . | T146 | 0.12 | 57.885
DK_CA_Aarhus | . | S35 | . | T147 | 0.12 | 57.885
DK_CA_Aarhus | . | S35 | . | T148 | 0.06 | 28.9425
DK_CA_Aarhus | . | S35 | . | T149 | 0.03 | 14.4713
DK_CA_Aarhus | . | S35 | . | T150 | 0 | 0
DK_CA_Aarhus | . | S35 | . | T151 | 0.03 | 14.4713
DK_CA_Aarhus | . | S35 | . | T152 | 0.03 | 14.4713
DK_CA_Aarhus | . | S35 | . | T153 | 0.06 | 28.9425
DK_CA_Aarhus | . | S35 | . | T154 | 0.19 | 91.6513
DK_CA_Aarhus | . | S35 | . | T155 | 0.3 | 144.7126
DK_CA_Aarhus | . | S35 | . | T156 | 0.42 | 202.5976
DK_CA_Aarhus | . | S35 | . | T157 | 0.57 | 274.954
DK_CA_Aarhus | . | S35 | . | T158 | 0.57 | 274.954
DK_CA_Aarhus | . | S35 | . | T159 | 0.72 | 347.3103
DK_CA_Aarhus | . | S35 | . | T160 | 0.72 | 347.3103
DK_CA_Aarhus | . | S35 | . | T161 | 0.72 | 347.3103
DK_CA_Aarhus | . | S35 | . | T162 | 0.57 | 274.954
DK_CA_Aarhus | . | S35 | . | T163 | 0.57 | 274.954
DK_CA_Aarhus | . | S35 | . | T164 | 0.57 | 274.954
DK_CA_Aarhus | . | S35 | . | T165 | 0.57 | 274.954
DK_CA_Aarhus | . | S35 | . | T166 | 0.42 | 202.5976
DK_CA_Aarhus | . | S35 | . | T167 | 0.42 | 202.5976
DK_CA_Aarhus | . | S35 | . | T168 | 0.3 | 144.7126
DK_CA_Aarhus | . | S36 | . | T001 | 0.3 | 144.7126
DK_CA_Aarhus | . | S36 | . | T002 | 0.19 | 91.6513
DK_CA_Aarhus | . | S36 | . | T003 | 0.19 | 91.6513
DK_CA_Aarhus | . | S36 | . | T004 | 0.19 | 91.6513
DK_CA_Aarhus | . | S36 | . | T005 | 0.19 | 91.6513
DK_CA_Aarhus | . | S36 | . | T006 | 0.19 | 91.6513
DK_CA_Aarhus | . | S36 | . | T007 | 0.3 | 144.7126
DK_CA_Aarhus | . | S36 | . | T008 | 0.3 | 144.7126
DK_CA_Aarhus | . | S36 | . | T009 | 0.42 | 202.5976
DK_CA_Aarhus | . | S36 | . | T010 | 0.57 | 274.954
DK_CA_Aarhus | . | S36 | . | T011 | 0.72 | 347.3103
DK_CA_Aarhus | . | S36 | . | T012 | 0.85 | 410.0191
DK_CA_Aarhus | . | S36 | . | T013 | 0.72 | 347.3103
DK_CA_Aarhus | . | S36 | . | T014 | 0.72 | 347.3103
DK_CA_Aarhus | . | S36 | . | T015 | 0.57 | 274.954
DK_CA_Aarhus | . | S36 | . | T016 | 0.57 | 274.954
DK_CA_Aarhus | . | S36 | . | T017 | 0.42 | 202.5976
DK_CA_Aarhus | . | S36 | . | T018 | 0.42 | 202.5976
DK_CA_Aarhus | . | S36 | . | T019 | 0.3 | 144.7126
DK_CA_Aarhus | . | S36 | . | T020 | 0.3 | 144.7126
DK_CA_Aarhus | . | S36 | . | T021 | 0.3 | 144.7126
DK_CA_Aarhus | . | S36 | . | T022 | 0.3 | 144.7126
DK_CA_Aarhus | . | S36 | . | T023 | 0.19 | 91.6513
DK_CA_Aarhus | . | S36 | . | T024 | 0.3 | 144.7126
DK_CA_Aarhus | . | S36 | . | T025 | 0.3 | 144.7126
DK_CA_Aarhus | . | S36 | . | T026 | 0.3 | 144.7126
DK_CA_Aarhus | . | S36 | . | T027 | 0.3 | 144.7126
DK_CA_Aarhus | . | S36 | . | T028 | 0.3 | 144.7126
DK_CA_Aarhus | . | S36 | . | T029 | 0.19 | 91.6513
DK_CA_Aarhus | . | S36 | . | T030 | 0.19 | 91.6513
DK_CA_Aarhus | . | S36 | . | T031 | 0.19 | 91.6513
DK_CA_Aarhus | . | S36 | . | T032 | 0.19 | 91.6513
DK_CA_Aarhus | . | S36 | . | T033 | 0.06 | 28.9425
DK_CA_Aarhus | . | S36 | . | T034 | 0.12 | 57.885
DK_CA_Aarhus | . | S36 | . | T035 | 0.12 | 57.885
DK_CA_Aarhus | . | S36 | . | T036 | 0.19 | 91.6513
DK_CA_Aarhus | . | S36 | . | T037 | 0.19 | 91.6513
DK_CA_Aarhus | . | S36 | . | T038 | 0.19 | 91.6513
DK_CA_Aarhus | . | S36 | . | T039 | 0.19 | 91.6513
DK_CA_Aarhus | . | S36 | . | T040 | 0.19 | 91.6513
DK_CA_Aarhus | . | S36 | . | T041 | 0.19 | 91.6513
DK_CA_Aarhus | . | S36 | . | T042 | 0.12 | 57.885
DK_CA_Aarhus | . | S36 | . | T043 | 0.06 | 28.9425
DK_CA_Aarhus | . | S36 | . | T044 | 0.06 | 28.9425
DK_CA_Aarhus | . | S36 | . | T045 | 0.06 | 28.9425
DK_CA_Aarhus | . | S36 | . | T046 | 0.06 | 28.9425
DK_CA_Aarhus | . | S36 | . | T047 | 0.06 | 28.9425
DK_CA_Aarhus | . | S36 | . | T048 | 0.06 | 28.9425
DK_CA_Aarhus | . | S36 | . | T049 | 0.06 | 28.9425
DK_CA_Aarhus | . | S36 | . | T050 | 0.06 | 28.9425
DK_CA_Aarhus | . | S36 | . | T051 | 0.03 | 14.4713
DK_CA_Aarhus | . | S36 | . | T052 | 0.03 | 14.4713
DK_CA_Aarhus | . | S36 | . | T053 | 0.03 | 14.4713
DK_CA_Aarhus | . | S36 | . | T054 | 0.03 | 14.4713
DK_CA_Aarhus | . | S36 | . | T055 | 0 | 0
DK_CA_Aarhus | . | S36 | . | T056 | 0 | 0
DK_CA_Aarhus | . | S36 | . | T057 | 0 | 0
DK_CA_Aarhus | . | S36 | . | T058 | 0 | 0
DK_CA_Aarhus | . | S36 | . | T059 | 0 | 0
DK_CA_Aarhus | . | S36 | . | T060 | 0 | 0
DK_CA_Aarhus | . | S36 | . | T061 | 0 | 0
DK_CA_Aarhus | . | S36 | . | T062 | 0 | 0
DK_CA_Aarhus | . | S36 | . | T063 | 0 | 0
DK_CA_Aarhus | . | S36 | . | T064 | 0 | 0
DK_CA_Aarhus | . | S36 | . | T065 | 0.03 | 14.4713
DK_CA_Aarhus | . | S36 | . | T066 | 0.06 | 28.9425
DK_CA_Aarhus | . | S36 | . | T067 | 0.12 | 57.885
DK_CA_Aarhus | . | S36 | . | T068 | 0.12 | 57.885
DK_CA_Aarhus | . | S36 | . | T069 | 0.12 | 57.885
DK_CA_Aarhus | . | S36 | . | T070 | 0.12 | 57.885
DK_CA_Aarhus | . | S36 | . | T071 | 0.12 | 57.885
DK_CA_Aarhus | . | S36 | . | T072 | 0.06 | 28.9425
DK_CA_Aarhus | . | S36 | . | T073 | 0.06 | 28.9425
DK_CA_Aarhus | . | S36 | . | T074 | 0.03 | 14.4713
DK_CA_Aarhus | . | S36 | . | T075 | 0.06 | 28.9425
DK_CA_Aarhus | . | S36 | . | T076 | 0.06 | 28.9425
DK_CA_Aarhus | . | S36 | . | T077 | 0.06 | 28.9425
DK_CA_Aarhus | . | S36 | . | T078 | 0.06 | 28.9425
DK_CA_Aarhus | . | S36 | . | T079 | 0.06 | 28.9425
DK_CA_Aarhus | . | S36 | . | T080 | 0.03 | 14.4713
DK_CA_Aarhus | . | S36 | . | T081 | 0 | 0
DK_CA_Aarhus | . | S36 | . | T082 | 0 | 0
DK_CA_Aarhus | . | S36 | . | T083 | 0 | 0
DK_CA_Aarhus | . | S36 | . | T084 | 0 | 0
DK_CA_Aarhus | . | S36 | . | T085 | 0 | 0
DK_CA_Aarhus | . | S36 | . | T086 | 0.03 | 14.4713
DK_CA_Aarhus | . | S36 | . | T087 | 0.12 | 57.885
DK_CA_Aarhus | . | S36 | . | T088 | 0.19 | 91.6513
DK_CA_Aarhus | . | S36 | . | T089 | 0.19 | 91.6513
DK_CA_Aarhus | . | S36 | . | T090 | 0.19 | 91.6513
DK_CA_Aarhus | . | S36 | . | T091 | 0.12 | 57.885
DK_CA_Aarhus | . | S36 | . | T092 | 0.12 | 57.885
DK_CA_Aarhus | . | S36 | . | T093 | 0.19 | 91.6513
DK_CA_Aarhus | . | S36 | . | T094 | 0.19 | 91.6513
DK_CA_Aarhus | . | S36 | . | T095 | 0.19 | 91.6513
DK_CA_Aarhus | . | S36 | . | T096 | 0.19 | 91.6513
DK_CA_Aarhus | . | S36 | . | T097 | 0.19 | 91.6513
DK_CA_Aarhus | . | S36 | . | T098 | 0.19 | 91.6513
DK_CA_Aarhus | . | S36 | . | T099 | 0.19 | 91.6513
DK_CA_Aarhus | . | S36 | . | T100 | 0.19 | 91.6513
DK_CA_Aarhus | . | S36 | . | T101 | 0.19 | 91.6513
DK_CA_Aarhus | . | S36 | . | T102 | 0.19 | 91.6513
DK_CA_Aarhus | . | S36 | . | T103 | 0.19 | 91.6513
DK_CA_Aarhus | . | S36 | . | T104 | 0.12 | 57.885
DK_CA_Aarhus | . | S36 | . | T105 | 0.12 | 57.885
DK_CA_Aarhus | . | S36 | . | T106 | 0.06 | 28.9425
DK_CA_Aarhus | . | S36 | . | T107 | 0.06 | 28.9425
DK_CA_Aarhus | . | S36 | . | T108 | 0.12 | 57.885
DK_CA_Aarhus | . | S36 | . | T109 | 0.19 | 91.6513
DK_CA_Aarhus | . | S36 | . | T110 | 0.19 | 91.6513
DK_CA_Aarhus | . | S36 | . | T111 | 0.3 | 144.7126
DK_CA_Aarhus | . | S36 | . | T112 | 0.3 | 144.7126
DK_CA_Aarhus | . | S36 | . | T113 | 0.3 | 144.7126
DK_CA_Aarhus | . | S36 | . | T114 | 0.3 | 144.7126
DK_CA_Aarhus | . | S36 | . | T115 | 0.3 | 144.7126
DK_CA_Aarhus | . | S36 | . | T116 | 0.19 | 91.6513
DK_CA_Aarhus | . | S36 | . | T117 | 0.19 | 91.6513
DK_CA_Aarhus | . | S36 | . | T118 | 0.19 | 91.6513
DK_CA_Aarhus | . | S36 | . | T119 | 0.19 | 91.6513
DK_CA_Aarhus | . | S36 | . | T120 | 0.19 | 91.6513
DK_CA_Aarhus | . | S36 | . | T121 | 0.19 | 91.6513
DK_CA_Aarhus | . | S36 | . | T122 | 0.19 | 91.6513
DK_CA_Aarhus | . | S36 | . | T123 | 0.12 | 57.885
DK_CA_Aarhus | . | S36 | . | T124 | 0.19 | 91.6513
DK_CA_Aarhus | . | S36 | . | T125 | 0.19 | 91.6513
DK_CA_Aarhus | . | S36 | . | T126 | 0.19 | 91.6513
DK_CA_Aarhus | . | S36 | . | T127 | 0.3 | 144.7126
DK_CA_Aarhus | . | S36 | . | T128 | 0.19 | 91.6513
DK_CA_Aarhus | . | S36 | . | T129 | 0.19 | 91.6513
DK_CA_Aarhus | . | S36 | . | T130 | 0.3 | 144.7126
DK_CA_Aarhus | . | S36 | . | T131 | 0.3 | 144.7126
DK_CA_Aarhus | . | S36 | . | T132 | 0.3 | 144.7126
DK_CA_Aarhus | . | S36 | . | T133 | 0.3 | 144.7126
DK_CA_Aarhus | . | S36 | . | T134 | 0.3 | 144.7126
DK_CA_Aarhus | . | S36 | . | T135 | 0.19 | 91.6513
DK_CA_Aarhus | . | S36 | . | T136 | 0.19 | 91.6513
DK_CA_Aarhus | . | S36 | . | T137 | 0.12 | 57.885
DK_CA_Aarhus | . | S36 | . | T138 | 0.12 | 57.885
DK_CA_Aarhus | . | S36 | . | T139 | 0.12 | 57.885
DK_CA_Aarhus | . | S36 | . | T140 | 0.12 | 57.885
DK_CA_Aarhus | . | S36 | . | T141 | 0.12 | 57.885
DK_CA_Aarhus | . | S36 | . | T142 | 0.03 | 14.4713
DK_CA_Aarhus | . | S36 | . | T143 | 0 | 0
DK_CA_Aarhus | . | S36 | . | T144 | 0 | 0
DK_CA_Aarhus | . | S36 | . | T145 | 0 | 0
DK_CA_Aarhus | . | S36 | . | T146 | 0 | 0
DK_CA_Aarhus | . | S36 | . | T147 | 0.03 | 14.4713
DK_CA_Aarhus | . | S36 | . | T148 | 0.12 | 57.885
DK_CA_Aarhus | . | S36 | . | T149 | 0.3 | 144.7126
DK_CA_Aarhus | . | S36 | . | T150 | 0.42 | 202.5976
DK_CA_Aarhus | . | S36 | . | T151 | 0.42 | 202.5976
DK_CA_Aarhus | . | S36 | . | T152 | 0.42 | 202.5976
DK_CA_Aarhus | . | S36 | . | T153 | 0.72 | 347.3103
DK_CA_Aarhus | . | S36 | . | T154 | 0.85 | 410.0191
DK_CA_Aarhus | . | S36 | . | T155 | 0.85 | 410.0191
DK_CA_Aarhus | . | S36 | . | T156 | 0.95 | 458.2566
DK_CA_Aarhus | . | S36 | . | T157 | 0.95 | 458.2566
DK_CA_Aarhus | . | S36 | . | T158 | 0.95 | 458.2566
DK_CA_Aarhus | . | S36 | . | T159 | 0.95 | 458.2566
DK_CA_Aarhus | . | S36 | . | T160 | 0.95 | 458.2566
DK_CA_Aarhus | . | S36 | . | T161 | 0.85 | 410.0191
DK_CA_Aarhus | . | S36 | . | T162 | 0.72 | 347.3103
DK_CA_Aarhus | . | S36 | . | T163 | 0.57 | 274.954
DK_CA_Aarhus | . | S36 | . | T164 | 0.57 | 274.954
DK_CA_Aarhus | . | S36 | . | T165 | 0.72 | 347.3103
DK_CA_Aarhus | . | S36 | . | T166 | 0.85 | 410.0191
DK_CA_Aarhus | . | S36 | . | T167 | 0.95 | 458.2566
DK_CA_Aarhus | . | S36 | . | T168 | 0.95 | 458.2566
DK_CA_Aarhus | . | S37 | . | T001 | 0.95 | 458.2566
DK_CA_Aarhus | . | S37 | . | T002 | 1 | 482.3754
DK_CA_Aarhus | . | S37 | . | T003 | 1 | 482.3754
DK_CA_Aarhus | . | S37 | . | T004 | 1 | 482.3754
DK_CA_Aarhus | . | S37 | . | T005 | 1 | 482.3754
DK_CA_Aarhus | . | S37 | . | T006 | 1 | 482.3754
DK_CA_Aarhus | . | S37 | . | T007 | 1 | 482.3754
DK_CA_Aarhus | . | S37 | . | T008 | 1 | 482.3754
DK_CA_Aarhus | . | S37 | . | T009 | 0.99 | 477.5516
DK_CA_Aarhus | . | S37 | . | T010 | 0.99 | 477.5516
DK_CA_Aarhus | . | S37 | . | T011 | 0.99 | 477.5516
DK_CA_Aarhus | . | S37 | . | T012 | 0.99 | 477.5516
DK_CA_Aarhus | . | S37 | . | T013 | 1 | 482.3754
DK_CA_Aarhus | . | S37 | . | T014 | 1 | 482.3754
DK_CA_Aarhus | . | S37 | . | T015 | 1 | 482.3754
DK_CA_Aarhus | . | S37 | . | T016 | 1 | 482.3754
DK_CA_Aarhus | . | S37 | . | T017 | 1 | 482.3754
DK_CA_Aarhus | . | S37 | . | T018 | 1 | 482.3754
DK_CA_Aarhus | . | S37 | . | T019 | 0.99 | 477.5516
DK_CA_Aarhus | . | S37 | . | T020 | 0.99 | 477.5516
DK_CA_Aarhus | . | S37 | . | T021 | 0.95 | 458.2566
DK_CA_Aarhus | . | S37 | . | T022 | 0.85 | 410.0191
DK_CA_Aarhus | . | S37 | . | T023 | 0.85 | 410.0191
DK_CA_Aarhus | . | S37 | . | T024 | 0.85 | 410.0191
DK_CA_Aarhus | . | S37 | . | T025 | 0.72 | 347.3103
DK_CA_Aarhus | . | S37 | . | T026 | 0.72 | 347.3103
DK_CA_Aarhus | . | S37 | . | T027 | 0.57 | 274.954
DK_CA_Aarhus | . | S37 | . | T028 | 0.57 | 274.954
DK_CA_Aarhus | . | S37 | . | T029 | 0.57 | 274.954
DK_CA_Aarhus | . | S37 | . | T030 | 0.42 | 202.5976
DK_CA_Aarhus | . | S37 | . | T031 | 0.42 | 202.5976
DK_CA_Aarhus | . | S37 | . | T032 | 0.3 | 144.7126
DK_CA_Aarhus | . | S37 | . | T033 | 0.12 | 57.885
DK_CA_Aarhus | . | S37 | . | T034 | 0.19 | 91.6513
DK_CA_Aarhus | . | S37 | . | T035 | 0.19 | 91.6513
DK_CA_Aarhus | . | S37 | . | T036 | 0.3 | 144.7126
DK_CA_Aarhus | . | S37 | . | T037 | 0.42 | 202.5976
DK_CA_Aarhus | . | S37 | . | T038 | 0.42 | 202.5976
DK_CA_Aarhus | . | S37 | . | T039 | 0.57 | 274.954
DK_CA_Aarhus | . | S37 | . | T040 | 0.57 | 274.954
DK_CA_Aarhus | . | S37 | . | T041 | 0.57 | 274.954
DK_CA_Aarhus | . | S37 | . | T042 | 0.57 | 274.954
DK_CA_Aarhus | . | S37 | . | T043 | 0.42 | 202.5976
DK_CA_Aarhus | . | S37 | . | T044 | 0.3 | 144.7126
DK_CA_Aarhus | . | S37 | . | T045 | 0.3 | 144.7126
DK_CA_Aarhus | . | S37 | . | T046 | 0.19 | 91.6513
DK_CA_Aarhus | . | S37 | . | T047 | 0.12 | 57.885
DK_CA_Aarhus | . | S37 | . | T048 | 0.12 | 57.885
DK_CA_Aarhus | . | S37 | . | T049 | 0.19 | 91.6513
DK_CA_Aarhus | . | S37 | . | T050 | 0.19 | 91.6513
DK_CA_Aarhus | . | S37 | . | T051 | 0.19 | 91.6513
DK_CA_Aarhus | . | S37 | . | T052 | 0.19 | 91.6513
DK_CA_Aarhus | . | S37 | . | T053 | 0.19 | 91.6513
DK_CA_Aarhus | . | S37 | . | T054 | 0.19 | 91.6513
DK_CA_Aarhus | . | S37 | . | T055 | 0.3 | 144.7126
DK_CA_Aarhus | . | S37 | . | T056 | 0.19 | 91.6513
DK_CA_Aarhus | . | S37 | . | T057 | 0.12 | 57.885
DK_CA_Aarhus | . | S37 | . | T058 | 0.06 | 28.9425
DK_CA_Aarhus | . | S37 | . | T059 | 0.06 | 28.9425
DK_CA_Aarhus | . | S37 | . | T060 | 0.06 | 28.9425
DK_CA_Aarhus | . | S37 | . | T061 | 0.03 | 14.4713
DK_CA_Aarhus | . | S37 | . | T062 | 0.03 | 14.4713
DK_CA_Aarhus | . | S37 | . | T063 | 0.03 | 14.4713
DK_CA_Aarhus | . | S37 | . | T064 | 0.03 | 14.4713
DK_CA_Aarhus | . | S37 | . | T065 | 0.03 | 14.4713
DK_CA_Aarhus | . | S37 | . | T066 | 0.06 | 28.9425
DK_CA_Aarhus | . | S37 | . | T067 | 0.12 | 57.885
DK_CA_Aarhus | . | S37 | . | T068 | 0.12 | 57.885
DK_CA_Aarhus | . | S37 | . | T069 | 0.19 | 91.6513
DK_CA_Aarhus | . | S37 | . | T070 | 0.19 | 91.6513
DK_CA_Aarhus | . | S37 | . | T071 | 0.19 | 91.6513
DK_CA_Aarhus | . | S37 | . | T072 | 0.19 | 91.6513
DK_CA_Aarhus | . | S37 | . | T073 | 0.3 | 144.7126
DK_CA_Aarhus | . | S37 | . | T074 | 0.3 | 144.7126
DK_CA_Aarhus | . | S37 | . | T075 | 0.42 | 202.5976
DK_CA_Aarhus | . | S37 | . | T076 | 0.42 | 202.5976
DK_CA_Aarhus | . | S37 | . | T077 | 0.42 | 202.5976
DK_CA_Aarhus | . | S37 | . | T078 | 0.3 | 144.7126
DK_CA_Aarhus | . | S37 | . | T079 | 0.19 | 91.6513
DK_CA_Aarhus | . | S37 | . | T080 | 0.12 | 57.885
DK_CA_Aarhus | . | S37 | . | T081 | 0.06 | 28.9425
DK_CA_Aarhus | . | S37 | . | T082 | 0 | 0
DK_CA_Aarhus | . | S37 | . | T083 | 0.03 | 14.4713
DK_CA_Aarhus | . | S37 | . | T084 | 0.03 | 14.4713
DK_CA_Aarhus | . | S37 | . | T085 | 0.06 | 28.9425
DK_CA_Aarhus | . | S37 | . | T086 | 0.06 | 28.9425
DK_CA_Aarhus | . | S37 | . | T087 | 0.12 | 57.885
DK_CA_Aarhus | . | S37 | . | T088 | 0.12 | 57.885
DK_CA_Aarhus | . | S37 | . | T089 | 0.12 | 57.885
DK_CA_Aarhus | . | S37 | . | T090 | 0.12 | 57.885
DK_CA_Aarhus | . | S37 | . | T091 | 0.12 | 57.885
DK_CA_Aarhus | . | S37 | . | T092 | 0.19 | 91.6513
DK_CA_Aarhus | . | S37 | . | T093 | 0.3 | 144.7126
DK_CA_Aarhus | . | S37 | . | T094 | 0.3 | 144.7126
DK_CA_Aarhus | . | S37 | . | T095 | 0.3 | 144.7126
DK_CA_Aarhus | . | S37 | . | T096 | 0.42 | 202.5976
DK_CA_Aarhus | . | S37 | . | T097 | 0.42 | 202.5976
DK_CA_Aarhus | . | S37 | . | T098 | 0.57 | 274.954
DK_CA_Aarhus | . | S37 | . | T099 | 0.42 | 202.5976
DK_CA_Aarhus | . | S37 | . | T100 | 0.42 | 202.5976
DK_CA_Aarhus | . | S37 | . | T101 | 0.42 | 202.5976
DK_CA_Aarhus | . | S37 | . | T102 | 0.42 | 202.5976
DK_CA_Aarhus | . | S37 | . | T103 | 0.3 | 144.7126
DK_CA_Aarhus | . | S37 | . | T104 | 0.19 | 91.6513
DK_CA_Aarhus | . | S37 | . | T105 | 0.06 | 28.9425
DK_CA_Aarhus | . | S37 | . | T106 | 0.03 | 14.4713
DK_CA_Aarhus | . | S37 | . | T107 | 0.03 | 14.4713
DK_CA_Aarhus | . | S37 | . | T108 | 0.06 | 28.9425
DK_CA_Aarhus | . | S37 | . | T109 | 0.12 | 57.885
DK_CA_Aarhus | . | S37 | . | T110 | 0.19 | 91.6513
DK_CA_Aarhus | . | S37 | . | T111 | 0.19 | 91.6513
DK_CA_Aarhus | . | S37 | . | T112 | 0.19 | 91.6513
DK_CA_Aarhus | . | S37 | . | T113 | 0.12 | 57.885
DK_CA_Aarhus | . | S37 | . | T114 | 0.12 | 57.885
DK_CA_Aarhus | . | S37 | . | T115 | 0.12 | 57.885
DK_CA_Aarhus | . | S37 | . | T116 | 0.19 | 91.6513
DK_CA_Aarhus | . | S37 | . | T117 | 0.12 | 57.885
DK_CA_Aarhus | . | S37 | . | T118 | 0.12 | 57.885
DK_CA_Aarhus | . | S37 | . | T119 | 0.06 | 28.9425
DK_CA_Aarhus | . | S37 | . | T120 | 0 | 0
DK_CA_Aarhus | . | S37 | . | T121 | 0 | 0
DK_CA_Aarhus | . | S37 | . | T122 | 0 | 0
DK_CA_Aarhus | . | S37 | . | T123 | 0 | 0
DK_CA_Aarhus | . | S37 | . | T124 | 0 | 0
DK_CA_Aarhus | . | S37 | . | T125 | 0 | 0
DK_CA_Aarhus | . | S37 | . | T126 | 0 | 0
DK_CA_Aarhus | . | S37 | . | T127 | 0 | 0
DK_CA_Aarhus | . | S37 | . | T128 | 0 | 0
DK_CA_Aarhus | . | S37 | . | T129 | 0 | 0
DK_CA_Aarhus | . | S37 | . | T130 | 0 | 0
DK_CA_Aarhus | . | S37 | . | T131 | 0 | 0
DK_CA_Aarhus | . | S37 | . | T132 | 0 | 0
DK_CA_Aarhus | . | S37 | . | T133 | 0 | 0
DK_CA_Aarhus | . | S37 | . | T134 | 0 | 0
DK_CA_Aarhus | . | S37 | . | T135 | 0 | 0
DK_CA_Aarhus | . | S37 | . | T136 | 0 | 0
DK_CA_Aarhus | . | S37 | . | T137 | 0.03 | 14.4713
DK_CA_Aarhus | . | S37 | . | T138 | 0.06 | 28.9425
DK_CA_Aarhus | . | S37 | . | T139 | 0.12 | 57.885
DK_CA_Aarhus | . | S37 | . | T140 | 0.12 | 57.885
DK_CA_Aarhus | . | S37 | . | T141 | 0.12 | 57.885
DK_CA_Aarhus | . | S37 | . | T142 | 0.19 | 91.6513
DK_CA_Aarhus | . | S37 | . | T143 | 0.19 | 91.6513
DK_CA_Aarhus | . | S37 | . | T144 | 0.19 | 91.6513
DK_CA_Aarhus | . | S37 | . | T145 | 0.3 | 144.7126
DK_CA_Aarhus | . | S37 | . | T146 | 0.3 | 144.7126
DK_CA_Aarhus | . | S37 | . | T147 | 0.3 | 144.7126
DK_CA_Aarhus | . | S37 | . | T148 | 0.19 | 91.6513
DK_CA_Aarhus | . | S37 | . | T149 | 0.19 | 91.6513
DK_CA_Aarhus | . | S37 | . | T150 | 0.3 | 144.7126
DK_CA_Aarhus | . | S37 | . | T151 | 0.42 | 202.5976
DK_CA_Aarhus | . | S37 | . | T152 | 0.3 | 144.7126
DK_CA_Aarhus | . | S37 | . | T153 | 0.19 | 91.6513
DK_CA_Aarhus | . | S37 | . | T154 | 0.3 | 144.7126
DK_CA_Aarhus | . | S37 | . | T155 | 0.42 | 202.5976
DK_CA_Aarhus | . | S37 | . | T156 | 0.3 | 144.7126
DK_CA_Aarhus | . | S37 | . | T157 | 0.3 | 144.7126
DK_CA_Aarhus | . | S37 | . | T158 | 0.3 | 144.7126
DK_CA_Aarhus | . | S37 | . | T159 | 0.3 | 144.7126
DK_CA_Aarhus | . | S37 | . | T160 | 0.3 | 144.7126
DK_CA_Aarhus | . | S37 | . | T161 | 0.3 | 144.7126
DK_CA_Aarhus | . | S37 | . | T162 | 0.19 | 91.6513
DK_CA_Aarhus | . | S37 | . | T163 | 0.19 | 91.6513
DK_CA_Aarhus | . | S37 | . | T164 | 0.3 | 144.7126
DK_CA_Aarhus | . | S37 | . | T165 | 0.3 | 144.7126
DK_CA_Aarhus | . | S37 | . | T166 | 0.19 | 91.6513
DK_CA_Aarhus | . | S37 | . | T167 | 0.19 | 91.6513
DK_CA_Aarhus | . | S37 | . | T168 | 0.19 | 91.6513
DK_CA_Aarhus | . | S38 | . | T001 | 0.19 | 91.6513
DK_CA_Aarhus | . | S38 | . | T002 | 0.19 | 91.6513
DK_CA_Aarhus | . | S38 | . | T003 | 0.19 | 91.6513
DK_CA_Aarhus | . | S38 | . | T004 | 0.19 | 91.6513
DK_CA_Aarhus | . | S38 | . | T005 | 0.19 | 91.6513
DK_CA_Aarhus | . | S38 | . | T006 | 0.12 | 57.885
DK_CA_Aarhus | . | S38 | . | T007 | 0.06 | 28.9425
DK_CA_Aarhus | . | S38 | . | T008 | 0.06 | 28.9425
DK_CA_Aarhus | . | S38 | . | T009 | 0.03 | 14.4713
DK_CA_Aarhus | . | S38 | . | T010 | 0 | 0
DK_CA_Aarhus | . | S38 | . | T011 | 0 | 0
DK_CA_Aarhus | . | S38 | . | T012 | 0 | 0
DK_CA_Aarhus | . | S38 | . | T013 | 0 | 0
DK_CA_Aarhus | . | S38 | . | T014 | 0 | 0
DK_CA_Aarhus | . | S38 | . | T015 | 0 | 0
DK_CA_Aarhus | . | S38 | . | T016 | 0 | 0
DK_CA_Aarhus | . | S38 | . | T017 | 0 | 0
DK_CA_Aarhus | . | S38 | . | T018 | 0 | 0
DK_CA_Aarhus | . | S38 | . | T019 | 0.03 | 14.4713
DK_CA_Aarhus | . | S38 | . | T020 | 0.06 | 28.9425
DK_CA_Aarhus | . | S38 | . | T021 | 0.12 | 57.885
DK_CA_Aarhus | . | S38 | . | T022 | 0.12 | 57.885
DK_CA_Aarhus | . | S38 | . | T023 | 0.19 | 91.6513
DK_CA_Aarhus | . | S38 | . | T024 | 0.19 | 91.6513
DK_CA_Aarhus | . | S38 | . | T025 | 0.3 | 144.7126
DK_CA_Aarhus | . | S38 | . | T026 | 0.3 | 144.7126
DK_CA_Aarhus | . | S38 | . | T027 | 0.3 | 144.7126
DK_CA_Aarhus | . | S38 | . | T028 | 0.3 | 144.7126
DK_CA_Aarhus | . | S38 | . | T029 | 0.42 | 202.5976
DK_CA_Aarhus | . | S38 | . | T030 | 0.57 | 274.954
DK_CA_Aarhus | . | S38 | . | T031 | 0.57 | 274.954
DK_CA_Aarhus | . | S38 | . | T032 | 0.42 | 202.5976
DK_CA_Aarhus | . | S38 | . | T033 | 0.42 | 202.5976
DK_CA_Aarhus | . | S38 | . | T034 | 0.57 | 274.954
DK_CA_Aarhus | . | S38 | . | T035 | 0.42 | 202.5976
DK_CA_Aarhus | . | S38 | . | T036 | 0.42 | 202.5976
DK_CA_Aarhus | . | S38 | . | T037 | 0.57 | 274.954
DK_CA_Aarhus | . | S38 | . | T038 | 0.57 | 274.954
DK_CA_Aarhus | . | S38 | . | T039 | 0.42 | 202.5976
DK_CA_Aarhus | . | S38 | . | T040 | 0.3 | 144.7126
DK_CA_Aarhus | . | S38 | . | T041 | 0.12 | 57.885
DK_CA_Aarhus | . | S38 | . | T042 | 0.06 | 28.9425
DK_CA_Aarhus | . | S38 | . | T043 | 0.06 | 28.9425
DK_CA_Aarhus | . | S38 | . | T044 | 0.12 | 57.885
DK_CA_Aarhus | . | S38 | . | T045 | 0.12 | 57.885
DK_CA_Aarhus | . | S38 | . | T046 | 0.12 | 57.885
DK_CA_Aarhus | . | S38 | . | T047 | 0.19 | 91.6513
DK_CA_Aarhus | . | S38 | . | T048 | 0.42 | 202.5976
DK_CA_Aarhus | . | S38 | . | T049 | 0.72 | 347.3103
DK_CA_Aarhus | . | S38 | . | T050 | 0.57 | 274.954
DK_CA_Aarhus | . | S38 | . | T051 | 0.57 | 274.954
DK_CA_Aarhus | . | S38 | . | T052 | 0.57 | 274.954
DK_CA_Aarhus | . | S38 | . | T053 | 0.57 | 274.954
DK_CA_Aarhus | . | S38 | . | T054 | 0.57 | 274.954
DK_CA_Aarhus | . | S38 | . | T055 | 0.57 | 274.954
DK_CA_Aarhus | . | S38 | . | T056 | 0.3 | 144.7126
DK_CA_Aarhus | . | S38 | . | T057 | 0.42 | 202.5976
DK_CA_Aarhus | . | S38 | . | T058 | 0.3 | 144.7126
DK_CA_Aarhus | . | S38 | . | T059 | 0.42 | 202.5976
DK_CA_Aarhus | . | S38 | . | T060 | 0.42 | 202.5976
DK_CA_Aarhus | . | S38 | . | T061 | 0.72 | 347.3103
DK_CA_Aarhus | . | S38 | . | T062 | 0.95 | 458.2566
DK_CA_Aarhus | . | S38 | . | T063 | 0.95 | 458.2566
DK_CA_Aarhus | . | S38 | . | T064 | 0.95 | 458.2566
DK_CA_Aarhus | . | S38 | . | T065 | 0.95 | 458.2566
DK_CA_Aarhus | . | S38 | . | T066 | 0.95 | 458.2566
DK_CA_Aarhus | . | S38 | . | T067 | 0.85 | 410.0191
DK_CA_Aarhus | . | S38 | . | T068 | 0.85 | 410.0191
DK_CA_Aarhus | . | S38 | . | T069 | 0.72 | 347.3103
DK_CA_Aarhus | . | S38 | . | T070 | 0.72 | 347.3103
DK_CA_Aarhus | . | S38 | . | T071 | 0.72 | 347.3103
DK_CA_Aarhus | . | S38 | . | T072 | 0.72 | 347.3103
DK_CA_Aarhus | . | S38 | . | T073 | 0.72 | 347.3103
DK_CA_Aarhus | . | S38 | . | T074 | 0.72 | 347.3103
DK_CA_Aarhus | . | S38 | . | T075 | 0.85 | 410.0191
DK_CA_Aarhus | . | S38 | . | T076 | 0.72 | 347.3103
DK_CA_Aarhus | . | S38 | . | T077 | 0.85 | 410.0191
DK_CA_Aarhus | . | S38 | . | T078 | 0.85 | 410.0191
DK_CA_Aarhus | . | S38 | . | T079 | 0.85 | 410.0191
DK_CA_Aarhus | . | S38 | . | T080 | 0.85 | 410.0191
DK_CA_Aarhus | . | S38 | . | T081 | 0.85 | 410.0191
DK_CA_Aarhus | . | S38 | . | T082 | 0.85 | 410.0191
DK_CA_Aarhus | . | S38 | . | T083 | 0.57 | 274.954
DK_CA_Aarhus | . | S38 | . | T084 | 0.42 | 202.5976
DK_CA_Aarhus | . | S38 | . | T085 | 0.57 | 274.954
DK_CA_Aarhus | . | S38 | . | T086 | 0.57 | 274.954
DK_CA_Aarhus | . | S38 | . | T087 | 0.57 | 274.954
DK_CA_Aarhus | . | S38 | . | T088 | 0.57 | 274.954
DK_CA_Aarhus | . | S38 | . | T089 | 0.42 | 202.5976
DK_CA_Aarhus | . | S38 | . | T090 | 0.42 | 202.5976
DK_CA_Aarhus | . | S38 | . | T091 | 0.57 | 274.954
DK_CA_Aarhus | . | S38 | . | T092 | 0.57 | 274.954
DK_CA_Aarhus | . | S38 | . | T093 | 0.42 | 202.5976
DK_CA_Aarhus | . | S38 | . | T094 | 0.42 | 202.5976
DK_CA_Aarhus | . | S38 | . | T095 | 0.42 | 202.5976
DK_CA_Aarhus | . | S38 | . | T096 | 0.42 | 202.5976
DK_CA_Aarhus | . | S38 | . | T097 | 0.42 | 202.5976
DK_CA_Aarhus | . | S38 | . | T098 | 0.3 | 144.7126
DK_CA_Aarhus | . | S38 | . | T099 | 0.19 | 91.6513
DK_CA_Aarhus | . | S38 | . | T100 | 0.3 | 144.7126
DK_CA_Aarhus | . | S38 | . | T101 | 0.3 | 144.7126
DK_CA_Aarhus | . | S38 | . | T102 | 0.3 | 144.7126
DK_CA_Aarhus | . | S38 | . | T103 | 0.42 | 202.5976
DK_CA_Aarhus | . | S38 | . | T104 | 0.57 | 274.954
DK_CA_Aarhus | . | S38 | . | T105 | 0.42 | 202.5976
DK_CA_Aarhus | . | S38 | . | T106 | 0.42 | 202.5976
DK_CA_Aarhus | . | S38 | . | T107 | 0.57 | 274.954
DK_CA_Aarhus | . | S38 | . | T108 | 0.57 | 274.954
DK_CA_Aarhus | . | S38 | . | T109 | 0.57 | 274.954
DK_CA_Aarhus | . | S38 | . | T110 | 0.57 | 274.954
DK_CA_Aarhus | . | S38 | . | T111 | 0.57 | 274.954
DK_CA_Aarhus | . | S38 | . | T112 | 0.72 | 347.3103
DK_CA_Aarhus | . | S38 | . | T113 | 0.57 | 274.954
DK_CA_Aarhus | . | S38 | . | T114 | 0.57 | 274.954
DK_CA_Aarhus | . | S38 | . | T115 | 0.57 | 274.954
DK_CA_Aarhus | . | S38 | . | T116 | 0.57 | 274.954
DK_CA_Aarhus | . | S38 | . | T117 | 0.57 | 274.954
DK_CA_Aarhus | . | S38 | . | T118 | 0.57 | 274.954
DK_CA_Aarhus | . | S38 | . | T119 | 0.57 | 274.954
DK_CA_Aarhus | . | S38 | . | T120 | 0.57 | 274.954
DK_CA_Aarhus | . | S38 | . | T121 | 0.57 | 274.954
DK_CA_Aarhus | . | S38 | . | T122 | 0.57 | 274.954
DK_CA_Aarhus | . | S38 | . | T123 | 0.57 | 274.954
DK_CA_Aarhus | . | S38 | . | T124 | 0.42 | 202.5976
DK_CA_Aarhus | . | S38 | . | T125 | 0.57 | 274.954
DK_CA_Aarhus | . | S38 | . | T126 | 0.57 | 274.954
DK_CA_Aarhus | . | S38 | . | T127 | 0.57 | 274.954
DK_CA_Aarhus | . | S38 | . | T128 | 0.57 | 274.954
DK_CA_Aarhus | . | S38 | . | T129 | 0.57 | 274.954
DK_CA_Aarhus | . | S38 | . | T130 | 0.57 | 274.954
DK_CA_Aarhus | . | S38 | . | T131 | 0.57 | 274.954
DK_CA_Aarhus | . | S38 | . | T132 | 0.57 | 274.954
DK_CA_Aarhus | . | S38 | . | T133 | 0.42 | 202.5976
DK_CA_Aarhus | . | S38 | . | T134 | 0.3 | 144.7126
DK_CA_Aarhus | . | S38 | . | T135 | 0.19 | 91.6513
DK_CA_Aarhus | . | S38 | . | T136 | 0.12 | 57.885
DK_CA_Aarhus | . | S38 | . | T137 | 0.12 | 57.885
DK_CA_Aarhus | . | S38 | . | T138 | 0.06 | 28.9425
DK_CA_Aarhus | . | S38 | . | T139 | 0.12 | 57.885
DK_CA_Aarhus | . | S38 | . | T140 | 0.12 | 57.885
DK_CA_Aarhus | . | S38 | . | T141 | 0.12 | 57.885
DK_CA_Aarhus | . | S38 | . | T142 | 0.19 | 91.6513
DK_CA_Aarhus | . | S38 | . | T143 | 0.12 | 57.885
DK_CA_Aarhus | . | S38 | . | T144 | 0.06 | 28.9425
DK_CA_Aarhus | . | S38 | . | T145 | 0.06 | 28.9425
DK_CA_Aarhus | . | S38 | . | T146 | 0.06 | 28.9425
DK_CA_Aarhus | . | S38 | . | T147 | 0.03 | 14.4713
DK_CA_Aarhus | . | S38 | . | T148 | 0.03 | 14.4713
DK_CA_Aarhus | . | S38 | . | T149 | 0.03 | 14.4713
DK_CA_Aarhus | . | S38 | . | T150 | 0.03 | 14.4713
DK_CA_Aarhus | . | S38 | . | T151 | 0.03 | 14.4713
DK_CA_Aarhus | . | S38 | . | T152 | 0.06 | 28.9425
DK_CA_Aarhus | . | S38 | . | T153 | 0.06 | 28.9425
DK_CA_Aarhus | . | S38 | . | T154 | 0.12 | 57.885
DK_CA_Aarhus | . | S38 | . | T155 | 0.19 | 91.6513
DK_CA_Aarhus | . | S38 | . | T156 | 0.19 | 91.6513
DK_CA_Aarhus | . | S38 | . | T157 | 0.19 | 91.6513
DK_CA_Aarhus | . | S38 | . | T158 | 0.19 | 91.6513
DK_CA_Aarhus | . | S38 | . | T159 | 0.3 | 144.7126
DK_CA_Aarhus | . | S38 | . | T160 | 0.3 | 144.7126
DK_CA_Aarhus | . | S38 | . | T161 | 0.19 | 91.6513
DK_CA_Aarhus | . | S38 | . | T162 | 0.19 | 91.6513
DK_CA_Aarhus | . | S38 | . | T163 | 0.19 | 91.6513
DK_CA_Aarhus | . | S38 | . | T164 | 0.19 | 91.6513
DK_CA_Aarhus | . | S38 | . | T165 | 0.19 | 91.6513
DK_CA_Aarhus | . | S38 | . | T166 | 0.12 | 57.885
DK_CA_Aarhus | . | S38 | . | T167 | 0.06 | 28.9425
DK_CA_Aarhus | . | S38 | . | T168 | 0.06 | 28.9425
DK_CA_Aarhus | . | S39 | . | T001 | 0.03 | 14.4713
DK_CA_Aarhus | . | S39 | . | T002 | 0.06 | 28.9425
DK_CA_Aarhus | . | S39 | . | T003 | 0.12 | 57.885
DK_CA_Aarhus | . | S39 | . | T004 | 0.19 | 91.6513
DK_CA_Aarhus | . | S39 | . | T005 | 0.19 | 91.6513
DK_CA_Aarhus | . | S39 | . | T006 | 0.19 | 91.6513
DK_CA_Aarhus | . | S39 | . | T007 | 0.19 | 91.6513
DK_CA_Aarhus | . | S39 | . | T008 | 0.19 | 91.6513
DK_CA_Aarhus | . | S39 | . | T009 | 0.19 | 91.6513
DK_CA_Aarhus | . | S39 | . | T010 | 0.19 | 91.6513
DK_CA_Aarhus | . | S39 | . | T011 | 0.19 | 91.6513
DK_CA_Aarhus | . | S39 | . | T012 | 0.19 | 91.6513
DK_CA_Aarhus | . | S39 | . | T013 | 0.3 | 144.7126
DK_CA_Aarhus | . | S39 | . | T014 | 0.3 | 144.7126
DK_CA_Aarhus | . | S39 | . | T015 | 0.3 | 144.7126
DK_CA_Aarhus | . | S39 | . | T016 | 0.3 | 144.7126
DK_CA_Aarhus | . | S39 | . | T017 | 0.3 | 144.7126
DK_CA_Aarhus | . | S39 | . | T018 | 0.3 | 144.7126
DK_CA_Aarhus | . | S39 | . | T019 | 0.3 | 144.7126
DK_CA_Aarhus | . | S39 | . | T020 | 0.42 | 202.5976
DK_CA_Aarhus | . | S39 | . | T021 | 0.42 | 202.5976
DK_CA_Aarhus | . | S39 | . | T022 | 0.42 | 202.5976
DK_CA_Aarhus | . | S39 | . | T023 | 0.3 | 144.7126
DK_CA_Aarhus | . | S39 | . | T024 | 0.19 | 91.6513
DK_CA_Aarhus | . | S39 | . | T025 | 0.19 | 91.6513
DK_CA_Aarhus | . | S39 | . | T026 | 0.19 | 91.6513
DK_CA_Aarhus | . | S39 | . | T027 | 0.12 | 57.885
DK_CA_Aarhus | . | S39 | . | T028 | 0.19 | 91.6513
DK_CA_Aarhus | . | S39 | . | T029 | 0.19 | 91.6513
DK_CA_Aarhus | . | S39 | . | T030 | 0.19 | 91.6513
DK_CA_Aarhus | . | S39 | . | T031 | 0.3 | 144.7126
DK_CA_Aarhus | . | S39 | . | T032 | 0.57 | 274.954
DK_CA_Aarhus | . | S39 | . | T033 | 0.57 | 274.954
DK_CA_Aarhus | . | S39 | . | T034 | 0.42 | 202.5976
DK_CA_Aarhus | . | S39 | . | T035 | 0.42 | 202.5976
DK_CA_Aarhus | . | S39 | . | T036 | 0.42 | 202.5976
DK_CA_Aarhus | . | S39 | . | T037 | 0.42 | 202.5976
DK_CA_Aarhus | . | S39 | . | T038 | 0.42 | 202.5976
DK_CA_Aarhus | . | S39 | . | T039 | 0.42 | 202.5976
DK_CA_Aarhus | . | S39 | . | T040 | 0.42 | 202.5976
DK_CA_Aarhus | . | S39 | . | T041 | 0.42 | 202.5976
DK_CA_Aarhus | . | S39 | . | T042 | 0.57 | 274.954
DK_CA_Aarhus | . | S39 | . | T043 | 0.42 | 202.5976
DK_CA_Aarhus | . | S39 | . | T044 | 0.3 | 144.7126
DK_CA_Aarhus | . | S39 | . | T045 | 0.3 | 144.7126
DK_CA_Aarhus | . | S39 | . | T046 | 0.3 | 144.7126
DK_CA_Aarhus | . | S39 | . | T047 | 0.3 | 144.7126
DK_CA_Aarhus | . | S39 | . | T048 | 0.3 | 144.7126
DK_CA_Aarhus | . | S39 | . | T049 | 0.3 | 144.7126
DK_CA_Aarhus | . | S39 | . | T050 | 0.3 | 144.7126
DK_CA_Aarhus | . | S39 | . | T051 | 0.3 | 144.7126
DK_CA_Aarhus | . | S39 | . | T052 | 0.3 | 144.7126
DK_CA_Aarhus | . | S39 | . | T053 | 0.42 | 202.5976
DK_CA_Aarhus | . | S39 | . | T054 | 0.42 | 202.5976
DK_CA_Aarhus | . | S39 | . | T055 | 0.3 | 144.7126
DK_CA_Aarhus | . | S39 | . | T056 | 0.3 | 144.7126
DK_CA_Aarhus | . | S39 | . | T057 | 0.19 | 91.6513
DK_CA_Aarhus | . | S39 | . | T058 | 0.19 | 91.6513
DK_CA_Aarhus | . | S39 | . | T059 | 0.19 | 91.6513
DK_CA_Aarhus | . | S39 | . | T060 | 0.19 | 91.6513
DK_CA_Aarhus | . | S39 | . | T061 | 0.19 | 91.6513
DK_CA_Aarhus | . | S39 | . | T062 | 0.19 | 91.6513
DK_CA_Aarhus | . | S39 | . | T063 | 0.12 | 57.885
DK_CA_Aarhus | . | S39 | . | T064 | 0.12 | 57.885
DK_CA_Aarhus | . | S39 | . | T065 | 0.12 | 57.885
DK_CA_Aarhus | . | S39 | . | T066 | 0.12 | 57.885
DK_CA_Aarhus | . | S39 | . | T067 | 0.19 | 91.6513
DK_CA_Aarhus | . | S39 | . | T068 | 0.19 | 91.6513
DK_CA_Aarhus | . | S39 | . | T069 | 0.19 | 91.6513
DK_CA_Aarhus | . | S39 | . | T070 | 0.19 | 91.6513
DK_CA_Aarhus | . | S39 | . | T071 | 0.19 | 91.6513
DK_CA_Aarhus | . | S39 | . | T072 | 0.19 | 91.6513
DK_CA_Aarhus | . | S39 | . | T073 | 0.12 | 57.885
DK_CA_Aarhus | . | S39 | . | T074 | 0.12 | 57.885
DK_CA_Aarhus | . | S39 | . | T075 | 0.12 | 57.885
DK_CA_Aarhus | . | S39 | . | T076 | 0.12 | 57.885
DK_CA_Aarhus | . | S39 | . | T077 | 0.12 | 57.885
DK_CA_Aarhus | . | S39 | . | T078 | 0.19 | 91.6513
DK_CA_Aarhus | . | S39 | . | T079 | 0.12 | 57.885
DK_CA_Aarhus | . | S39 | . | T080 | 0.19 | 91.6513
DK_CA_Aarhus | . | S39 | . | T081 | 0.19 | 91.6513
DK_CA_Aarhus | . | S39 | . | T082 | 0.12 | 57.885
DK_CA_Aarhus | . | S39 | . | T083 | 0.12 | 57.885
DK_CA_Aarhus | . | S39 | . | T084 | 0.12 | 57.885
DK_CA_Aarhus | . | S39 | . | T085 | 0.06 | 28.9425
DK_CA_Aarhus | . | S39 | . | T086 | 0.06 | 28.9425
DK_CA_Aarhus | . | S39 | . | T087 | 0.06 | 28.9425
DK_CA_Aarhus | . | S39 | . | T088 | 0.06 | 28.9425
DK_CA_Aarhus | . | S39 | . | T089 | 0.06 | 28.9425
DK_CA_Aarhus | . | S39 | . | T090 | 0.12 | 57.885
DK_CA_Aarhus | . | S39 | . | T091 | 0.12 | 57.885
DK_CA_Aarhus | . | S39 | . | T092 | 0.19 | 91.6513
DK_CA_Aarhus | . | S39 | . | T093 | 0.19 | 91.6513
DK_CA_Aarhus | . | S39 | . | T094 | 0.19 | 91.6513
DK_CA_Aarhus | . | S39 | . | T095 | 0.12 | 57.885
DK_CA_Aarhus | . | S39 | . | T096 | 0.06 | 28.9425
DK_CA_Aarhus | . | S39 | . | T097 | 0.06 | 28.9425
DK_CA_Aarhus | . | S39 | . | T098 | 0.03 | 14.4713
DK_CA_Aarhus | . | S39 | . | T099 | 0.03 | 14.4713
DK_CA_Aarhus | . | S39 | . | T100 | 0.03 | 14.4713
DK_CA_Aarhus | . | S39 | . | T101 | 0 | 0
DK_CA_Aarhus | . | S39 | . | T102 | 0 | 0
DK_CA_Aarhus | . | S39 | . | T103 | 0 | 0
DK_CA_Aarhus | . | S39 | . | T104 | 0 | 0
DK_CA_Aarhus | . | S39 | . | T105 | 0 | 0
DK_CA_Aarhus | . | S39 | . | T106 | 0 | 0
DK_CA_Aarhus | . | S39 | . | T107 | 0 | 0
DK_CA_Aarhus | . | S39 | . | T108 | 0 | 0
DK_CA_Aarhus | . | S39 | . | T109 | 0 | 0
DK_CA_Aarhus | . | S39 | . | T110 | 0 | 0
DK_CA_Aarhus | . | S39 | . | T111 | 0 | 0
DK_CA_Aarhus | . | S39 | . | T112 | 0 | 0
DK_CA_Aarhus | . | S39 | . | T113 | 0 | 0
DK_CA_Aarhus | . | S39 | . | T114 | 0 | 0
DK_CA_Aarhus | . | S39 | . | T115 | 0 | 0
DK_CA_Aarhus | . | S39 | . | T116 | 0 | 0
DK_CA_Aarhus | . | S39 | . | T117 | 0 | 0
DK_CA_Aarhus | . | S39 | . | T118 | 0 | 0
DK_CA_Aarhus | . | S39 | . | T119 | 0 | 0
DK_CA_Aarhus | . | S39 | . | T120 | 0 | 0
DK_CA_Aarhus | . | S39 | . | T121 | 0 | 0
DK_CA_Aarhus | . | S39 | . | T122 | 0 | 0
DK_CA_Aarhus | . | S39 | . | T123 | 0 | 0
DK_CA_Aarhus | . | S39 | . | T124 | 0 | 0
DK_CA_Aarhus | . | S39 | . | T125 | 0 | 0
DK_CA_Aarhus | . | S39 | . | T126 | 0 | 0
DK_CA_Aarhus | . | S39 | . | T127 | 0 | 0
DK_CA_Aarhus | . | S39 | . | T128 | 0.03 | 14.4713
DK_CA_Aarhus | . | S39 | . | T129 | 0.03 | 14.4713
DK_CA_Aarhus | . | S39 | . | T130 | 0 | 0
DK_CA_Aarhus | . | S39 | . | T131 | 0 | 0
DK_CA_Aarhus | . | S39 | . | T132 | 0 | 0
DK_CA_Aarhus | . | S39 | . | T133 | 0.03 | 14.4713
DK_CA_Aarhus | . | S39 | . | T134 | 0 | 0
DK_CA_Aarhus | . | S39 | . | T135 | 0 | 0
DK_CA_Aarhus | . | S39 | . | T136 | 0 | 0
DK_CA_Aarhus | . | S39 | . | T137 | 0 | 0
DK_CA_Aarhus | . | S39 | . | T138 | 0 | 0
DK_CA_Aarhus | . | S39 | . | T139 | 0 | 0
DK_CA_Aarhus | . | S39 | . | T140 | 0 | 0
DK_CA_Aarhus | . | S39 | . | T141 | 0.03 | 14.4713
DK_CA_Aarhus | . | S39 | . | T142 | 0.06 | 28.9425
DK_CA_Aarhus | . | S39 | . | T143 | 0.06 | 28.9425
DK_CA_Aarhus | . | S39 | . | T144 | 0.06 | 28.9425
DK_CA_Aarhus | . | S39 | . | T145 | 0.12 | 57.885
DK_CA_Aarhus | . | S39 | . | T146 | 0.12 | 57.885
DK_CA_Aarhus | . | S39 | . | T147 | 0.12 | 57.885
DK_CA_Aarhus | . | S39 | . | T148 | 0.19 | 91.6513
DK_CA_Aarhus | . | S39 | . | T149 | 0.19 | 91.6513
DK_CA_Aarhus | . | S39 | . | T150 | 0.19 | 91.6513
DK_CA_Aarhus | . | S39 | . | T151 | 0.3 | 144.7126
DK_CA_Aarhus | . | S39 | . | T152 | 0.3 | 144.7126
DK_CA_Aarhus | . | S39 | . | T153 | 0.3 | 144.7126
DK_CA_Aarhus | . | S39 | . | T154 | 0.3 | 144.7126
DK_CA_Aarhus | . | S39 | . | T155 | 0.3 | 144.7126
DK_CA_Aarhus | . | S39 | . | T156 | 0.3 | 144.7126
DK_CA_Aarhus | . | S39 | . | T157 | 0.3 | 144.7126
DK_CA_Aarhus | . | S39 | . | T158 | 0.3 | 144.7126
DK_CA_Aarhus | . | S39 | . | T159 | 0.42 | 202.5976
DK_CA_Aarhus | . | S39 | . | T160 | 0.42 | 202.5976
DK_CA_Aarhus | . | S39 | . | T161 | 0.42 | 202.5976
DK_CA_Aarhus | . | S39 | . | T162 | 0.42 | 202.5976
DK_CA_Aarhus | . | S39 | . | T163 | 0.57 | 274.954
DK_CA_Aarhus | . | S39 | . | T164 | 0.57 | 274.954
DK_CA_Aarhus | . | S39 | . | T165 | 0.57 | 274.954
DK_CA_Aarhus | . | S39 | . | T166 | 0.57 | 274.954
DK_CA_Aarhus | . | S39 | . | T167 | 0.57 | 274.954
DK_CA_Aarhus | . | S39 | . | T168 | 0.57 | 274.954
DK_CA_Aarhus | . | S40 | . | T001 | 0.57 | 274.954
DK_CA_Aarhus | . | S40 | . | T002 | 0.57 | 274.954
DK_CA_Aarhus | . | S40 | . | T003 | 0.72 | 347.3103
DK_CA_Aarhus | . | S40 | . | T004 | 0.57 | 274.954
DK_CA_Aarhus | . | S40 | . | T005 | 0.72 | 347.3103
DK_CA_Aarhus | . | S40 | . | T006 | 0.72 | 347.3103
DK_CA_Aarhus | . | S40 | . | T007 | 0.72 | 347.3103
DK_CA_Aarhus | . | S40 | . | T008 | 0.42 | 202.5976
DK_CA_Aarhus | . | S40 | . | T009 | 0.57 | 274.954
DK_CA_Aarhus | . | S40 | . | T010 | 0.57 | 274.954
DK_CA_Aarhus | . | S40 | . | T011 | 0.42 | 202.5976
DK_CA_Aarhus | . | S40 | . | T012 | 0.42 | 202.5976
DK_CA_Aarhus | . | S40 | . | T013 | 0.3 | 144.7126
DK_CA_Aarhus | . | S40 | . | T014 | 0.19 | 91.6513
DK_CA_Aarhus | . | S40 | . | T015 | 0.12 | 57.885
DK_CA_Aarhus | . | S40 | . | T016 | 0.06 | 28.9425
DK_CA_Aarhus | . | S40 | . | T017 | 0.12 | 57.885
DK_CA_Aarhus | . | S40 | . | T018 | 0.12 | 57.885
DK_CA_Aarhus | . | S40 | . | T019 | 0.12 | 57.885
DK_CA_Aarhus | . | S40 | . | T020 | 0.12 | 57.885
DK_CA_Aarhus | . | S40 | . | T021 | 0.19 | 91.6513
DK_CA_Aarhus | . | S40 | . | T022 | 0.3 | 144.7126
DK_CA_Aarhus | . | S40 | . | T023 | 0.42 | 202.5976
DK_CA_Aarhus | . | S40 | . | T024 | 0.42 | 202.5976
DK_CA_Aarhus | . | S40 | . | T025 | 0.42 | 202.5976
DK_CA_Aarhus | . | S40 | . | T026 | 0.57 | 274.954
DK_CA_Aarhus | . | S40 | . | T027 | 0.57 | 274.954
DK_CA_Aarhus | . | S40 | . | T028 | 0.72 | 347.3103
DK_CA_Aarhus | . | S40 | . | T029 | 0.85 | 410.0191
DK_CA_Aarhus | . | S40 | . | T030 | 0.95 | 458.2566
DK_CA_Aarhus | . | S40 | . | T031 | 0.95 | 458.2566
DK_CA_Aarhus | . | S40 | . | T032 | 0.95 | 458.2566
DK_CA_Aarhus | . | S40 | . | T033 | 0.99 | 477.5516
DK_CA_Aarhus | . | S40 | . | T034 | 1 | 482.3754
DK_CA_Aarhus | . | S40 | . | T035 | 1 | 482.3754
DK_CA_Aarhus | . | S40 | . | T036 | 1 | 482.3754
DK_CA_Aarhus | . | S40 | . | T037 | 1 | 482.3754
DK_CA_Aarhus | . | S40 | . | T038 | 1 | 482.3754
DK_CA_Aarhus | . | S40 | . | T039 | 1 | 482.3754
DK_CA_Aarhus | . | S40 | . | T040 | 0.99 | 477.5516
DK_CA_Aarhus | . | S40 | . | T041 | 0.95 | 458.2566
DK_CA_Aarhus | . | S40 | . | T042 | 0.85 | 410.0191
DK_CA_Aarhus | . | S40 | . | T043 | 0.85 | 410.0191
DK_CA_Aarhus | . | S40 | . | T044 | 0.72 | 347.3103
DK_CA_Aarhus | . | S40 | . | T045 | 0.72 | 347.3103
DK_CA_Aarhus | . | S40 | . | T046 | 0.72 | 347.3103
DK_CA_Aarhus | . | S40 | . | T047 | 0.72 | 347.3103
DK_CA_Aarhus | . | S40 | . | T048 | 0.72 | 347.3103
DK_CA_Aarhus | . | S40 | . | T049 | 0.85 | 410.0191
DK_CA_Aarhus | . | S40 | . | T050 | 0.85 | 410.0191
DK_CA_Aarhus | . | S40 | . | T051 | 0.85 | 410.0191
DK_CA_Aarhus | . | S40 | . | T052 | 0.85 | 410.0191
DK_CA_Aarhus | . | S40 | . | T053 | 0.85 | 410.0191
DK_CA_Aarhus | . | S40 | . | T054 | 0.72 | 347.3103
DK_CA_Aarhus | . | S40 | . | T055 | 0.85 | 410.0191
DK_CA_Aarhus | . | S40 | . | T056 | 0.72 | 347.3103
DK_CA_Aarhus | . | S40 | . | T057 | 0.72 | 347.3103
DK_CA_Aarhus | . | S40 | . | T058 | 0.72 | 347.3103
DK_CA_Aarhus | . | S40 | . | T059 | 0.72 | 347.3103
DK_CA_Aarhus | . | S40 | . | T060 | 0.72 | 347.3103
DK_CA_Aarhus | . | S40 | . | T061 | 0.72 | 347.3103
DK_CA_Aarhus | . | S40 | . | T062 | 0.57 | 274.954
DK_CA_Aarhus | . | S40 | . | T063 | 0.57 | 274.954
DK_CA_Aarhus | . | S40 | . | T064 | 0.57 | 274.954
DK_CA_Aarhus | . | S40 | . | T065 | 0.42 | 202.5976
DK_CA_Aarhus | . | S40 | . | T066 | 0.42 | 202.5976
DK_CA_Aarhus | . | S40 | . | T067 | 0.42 | 202.5976
DK_CA_Aarhus | . | S40 | . | T068 | 0.57 | 274.954
DK_CA_Aarhus | . | S40 | . | T069 | 0.57 | 274.954
DK_CA_Aarhus | . | S40 | . | T070 | 0.57 | 274.954
DK_CA_Aarhus | . | S40 | . | T071 | 0.72 | 347.3103
DK_CA_Aarhus | . | S40 | . | T072 | 0.72 | 347.3103
DK_CA_Aarhus | . | S40 | . | T073 | 0.72 | 347.3103
DK_CA_Aarhus | . | S40 | . | T074 | 0.85 | 410.0191
DK_CA_Aarhus | . | S40 | . | T075 | 0.85 | 410.0191
DK_CA_Aarhus | . | S40 | . | T076 | 0.85 | 410.0191
DK_CA_Aarhus | . | S40 | . | T077 | 0.85 | 410.0191
DK_CA_Aarhus | . | S40 | . | T078 | 0.72 | 347.3103
DK_CA_Aarhus | . | S40 | . | T079 | 0.72 | 347.3103
DK_CA_Aarhus | . | S40 | . | T080 | 0.72 | 347.3103
DK_CA_Aarhus | . | S40 | . | T081 | 0.72 | 347.3103
DK_CA_Aarhus | . | S40 | . | T082 | 0.72 | 347.3103
DK_CA_Aarhus | . | S40 | . | T083 | 0.72 | 347.3103
DK_CA_Aarhus | . | S40 | . | T084 | 0.85 | 410.0191
DK_CA_Aarhus | . | S40 | . | T085 | 0.85 | 410.0191
DK_CA_Aarhus | . | S40 | . | T086 | 0.85 | 410.0191
DK_CA_Aarhus | . | S40 | . | T087 | 0.85 | 410.0191
DK_CA_Aarhus | . | S40 | . | T088 | 0.85 | 410.0191
DK_CA_Aarhus | . | S40 | . | T089 | 0.85 | 410.0191
DK_CA_Aarhus | . | S40 | . | T090 | 0.85 | 410.0191
DK_CA_Aarhus | . | S40 | . | T091 | 0.85 | 410.0191
DK_CA_Aarhus | . | S40 | . | T092 | 0.85 | 410.0191
DK_CA_Aarhus | . | S40 | . | T093 | 0.85 | 410.0191
DK_CA_Aarhus | . | S40 | . | T094 | 0.85 | 410.0191
DK_CA_Aarhus | . | S40 | . | T095 | 0.85 | 410.0191
DK_CA_Aarhus | . | S40 | . | T096 | 0.72 | 347.3103
DK_CA_Aarhus | . | S40 | . | T097 | 0.72 | 347.3103
DK_CA_Aarhus | . | S40 | . | T098 | 0.72 | 347.3103
DK_CA_Aarhus | . | S40 | . | T099 | 0.57 | 274.954
DK_CA_Aarhus | . | S40 | . | T100 | 0.57 | 274.954
DK_CA_Aarhus | . | S40 | . | T101 | 0.57 | 274.954
DK_CA_Aarhus | . | S40 | . | T102 | 0.57 | 274.954
DK_CA_Aarhus | . | S40 | . | T103 | 0.42 | 202.5976
DK_CA_Aarhus | . | S40 | . | T104 | 0.42 | 202.5976
DK_CA_Aarhus | . | S40 | . | T105 | 0.42 | 202.5976
DK_CA_Aarhus | . | S40 | . | T106 | 0.42 | 202.5976
DK_CA_Aarhus | . | S40 | . | T107 | 0.57 | 274.954
DK_CA_Aarhus | . | S40 | . | T108 | 0.72 | 347.3103
DK_CA_Aarhus | . | S40 | . | T109 | 0.72 | 347.3103
DK_CA_Aarhus | . | S40 | . | T110 | 0.72 | 347.3103
DK_CA_Aarhus | . | S40 | . | T111 | 0.72 | 347.3103
DK_CA_Aarhus | . | S40 | . | T112 | 0.72 | 347.3103
DK_CA_Aarhus | . | S40 | . | T113 | 0.57 | 274.954
DK_CA_Aarhus | . | S40 | . | T114 | 0.57 | 274.954
DK_CA_Aarhus | . | S40 | . | T115 | 0.57 | 274.954
DK_CA_Aarhus | . | S40 | . | T116 | 0.57 | 274.954
DK_CA_Aarhus | . | S40 | . | T117 | 0.42 | 202.5976
DK_CA_Aarhus | . | S40 | . | T118 | 0.42 | 202.5976
DK_CA_Aarhus | . | S40 | . | T119 | 0.3 | 144.7126
DK_CA_Aarhus | . | S40 | . | T120 | 0.3 | 144.7126
DK_CA_Aarhus | . | S40 | . | T121 | 0.3 | 144.7126
DK_CA_Aarhus | . | S40 | . | T122 | 0.19 | 91.6513
DK_CA_Aarhus | . | S40 | . | T123 | 0.3 | 144.7126
DK_CA_Aarhus | . | S40 | . | T124 | 0.3 | 144.7126
DK_CA_Aarhus | . | S40 | . | T125 | 0.3 | 144.7126
DK_CA_Aarhus | . | S40 | . | T126 | 0.19 | 91.6513
DK_CA_Aarhus | . | S40 | . | T127 | 0.19 | 91.6513
DK_CA_Aarhus | . | S40 | . | T128 | 0.12 | 57.885
DK_CA_Aarhus | . | S40 | . | T129 | 0.12 | 57.885
DK_CA_Aarhus | . | S40 | . | T130 | 0.12 | 57.885
DK_CA_Aarhus | . | S40 | . | T131 | 0.12 | 57.885
DK_CA_Aarhus | . | S40 | . | T132 | 0.12 | 57.885
DK_CA_Aarhus | . | S40 | . | T133 | 0.06 | 28.9425
DK_CA_Aarhus | . | S40 | . | T134 | 0.12 | 57.885
DK_CA_Aarhus | . | S40 | . | T135 | 0.12 | 57.885
DK_CA_Aarhus | . | S40 | . | T136 | 0.12 | 57.885
DK_CA_Aarhus | . | S40 | . | T137 | 0.12 | 57.885
DK_CA_Aarhus | . | S40 | . | T138 | 0.12 | 57.885
DK_CA_Aarhus | . | S40 | . | T139 | 0.06 | 28.9425
DK_CA_Aarhus | . | S40 | . | T140 | 0.06 | 28.9425
DK_CA_Aarhus | . | S40 | . | T141 | 0.06 | 28.9425
DK_CA_Aarhus | . | S40 | . | T142 | 0.12 | 57.885
DK_CA_Aarhus | . | S40 | . | T143 | 0.06 | 28.9425
DK_CA_Aarhus | . | S40 | . | T144 | 0.12 | 57.885
DK_CA_Aarhus | . | S40 | . | T145 | 0.12 | 57.885
DK_CA_Aarhus | . | S40 | . | T146 | 0.12 | 57.885
DK_CA_Aarhus | . | S40 | . | T147 | 0.12 | 57.885
DK_CA_Aarhus | . | S40 | . | T148 | 0.12 | 57.885
DK_CA_Aarhus | . | S40 | . | T149 | 0.19 | 91.6513
DK_CA_Aarhus | . | S40 | . | T150 | 0.19 | 91.6513
DK_CA_Aarhus | . | S40 | . | T151 | 0.3 | 144.7126
DK_CA_Aarhus | . | S40 | . | T152 | 0.3 | 144.7126
DK_CA_Aarhus | . | S40 | . | T153 | 0.3 | 144.7126
DK_CA_Aarhus | . | S40 | . | T154 | 0.3 | 144.7126
DK_CA_Aarhus | . | S40 | . | T155 | 0.3 | 144.7126
DK_CA_Aarhus | . | S40 | . | T156 | 0.3 | 144.7126
DK_CA_Aarhus | . | S40 | . | T157 | 0.19 | 91.6513
DK_CA_Aarhus | . | S40 | . | T158 | 0.19 | 91.6513
DK_CA_Aarhus | . | S40 | . | T159 | 0.3 | 144.7126
DK_CA_Aarhus | . | S40 | . | T160 | 0.3 | 144.7126
DK_CA_Aarhus | . | S40 | . | T161 | 0.19 | 91.6513
DK_CA_Aarhus | . | S40 | . | T162 | 0.3 | 144.7126
DK_CA_Aarhus | . | S40 | . | T163 | 0.19 | 91.6513
DK_CA_Aarhus | . | S40 | . | T164 | 0.19 | 91.6513
DK_CA_Aarhus | . | S40 | . | T165 | 0.12 | 57.885
DK_CA_Aarhus | . | S40 | . | T166 | 0.19 | 91.6513
DK_CA_Aarhus | . | S40 | . | T167 | 0.19 | 91.6513
DK_CA_Aarhus | . | S40 | . | T168 | 0.3 | 144.7126
DK_CA_Aarhus | . | S41 | . | T001 | 0.3 | 144.7126
DK_CA_Aarhus | . | S41 | . | T002 | 0.42 | 202.5976
DK_CA_Aarhus | . | S41 | . | T003 | 0.42 | 202.5976
DK_CA_Aarhus | . | S41 | . | T004 | 0.42 | 202.5976
DK_CA_Aarhus | . | S41 | . | T005 | 0.57 | 274.954
DK_CA_Aarhus | . | S41 | . | T006 | 0.42 | 202.5976
DK_CA_Aarhus | . | S41 | . | T007 | 0.42 | 202.5976
DK_CA_Aarhus | . | S41 | . | T008 | 0.3 | 144.7126
DK_CA_Aarhus | . | S41 | . | T009 | 0.3 | 144.7126
DK_CA_Aarhus | . | S41 | . | T010 | 0.3 | 144.7126
DK_CA_Aarhus | . | S41 | . | T011 | 0.3 | 144.7126
DK_CA_Aarhus | . | S41 | . | T012 | 0.3 | 144.7126
DK_CA_Aarhus | . | S41 | . | T013 | 0.19 | 91.6513
DK_CA_Aarhus | . | S41 | . | T014 | 0.19 | 91.6513
DK_CA_Aarhus | . | S41 | . | T015 | 0.19 | 91.6513
DK_CA_Aarhus | . | S41 | . | T016 | 0.19 | 91.6513
DK_CA_Aarhus | . | S41 | . | T017 | 0.3 | 144.7126
DK_CA_Aarhus | . | S41 | . | T018 | 0.3 | 144.7126
DK_CA_Aarhus | . | S41 | . | T019 | 0.3 | 144.7126
DK_CA_Aarhus | . | S41 | . | T020 | 0.3 | 144.7126
DK_CA_Aarhus | . | S41 | . | T021 | 0.19 | 91.6513
DK_CA_Aarhus | . | S41 | . | T022 | 0.19 | 91.6513
DK_CA_Aarhus | . | S41 | . | T023 | 0.3 | 144.7126
DK_CA_Aarhus | . | S41 | . | T024 | 0.42 | 202.5976
DK_CA_Aarhus | . | S41 | . | T025 | 0.57 | 274.954
DK_CA_Aarhus | . | S41 | . | T026 | 0.72 | 347.3103
DK_CA_Aarhus | . | S41 | . | T027 | 0.57 | 274.954
DK_CA_Aarhus | . | S41 | . | T028 | 0.72 | 347.3103
DK_CA_Aarhus | . | S41 | . | T029 | 0.57 | 274.954
DK_CA_Aarhus | . | S41 | . | T030 | 0.72 | 347.3103
DK_CA_Aarhus | . | S41 | . | T031 | 0.72 | 347.3103
DK_CA_Aarhus | . | S41 | . | T032 | 0.72 | 347.3103
DK_CA_Aarhus | . | S41 | . | T033 | 0.72 | 347.3103
DK_CA_Aarhus | . | S41 | . | T034 | 0.72 | 347.3103
DK_CA_Aarhus | . | S41 | . | T035 | 0.72 | 347.3103
DK_CA_Aarhus | . | S41 | . | T036 | 0.85 | 410.0191
DK_CA_Aarhus | . | S41 | . | T037 | 0.85 | 410.0191
DK_CA_Aarhus | . | S41 | . | T038 | 0.85 | 410.0191
DK_CA_Aarhus | . | S41 | . | T039 | 0.85 | 410.0191
DK_CA_Aarhus | . | S41 | . | T040 | 0.85 | 410.0191
DK_CA_Aarhus | . | S41 | . | T041 | 0.85 | 410.0191
DK_CA_Aarhus | . | S41 | . | T042 | 0.85 | 410.0191
DK_CA_Aarhus | . | S41 | . | T043 | 0.85 | 410.0191
DK_CA_Aarhus | . | S41 | . | T044 | 0.85 | 410.0191
DK_CA_Aarhus | . | S41 | . | T045 | 0.85 | 410.0191
DK_CA_Aarhus | . | S41 | . | T046 | 0.85 | 410.0191
DK_CA_Aarhus | . | S41 | . | T047 | 0.85 | 410.0191
DK_CA_Aarhus | . | S41 | . | T048 | 0.85 | 410.0191
DK_CA_Aarhus | . | S41 | . | T049 | 0.85 | 410.0191
DK_CA_Aarhus | . | S41 | . | T050 | 0.85 | 410.0191
DK_CA_Aarhus | . | S41 | . | T051 | 0.85 | 410.0191
DK_CA_Aarhus | . | S41 | . | T052 | 0.95 | 458.2566
DK_CA_Aarhus | . | S41 | . | T053 | 0.95 | 458.2566
DK_CA_Aarhus | . | S41 | . | T054 | 0.95 | 458.2566
DK_CA_Aarhus | . | S41 | . | T055 | 0.95 | 458.2566
DK_CA_Aarhus | . | S41 | . | T056 | 0.99 | 477.5516
DK_CA_Aarhus | . | S41 | . | T057 | 0.99 | 477.5516
DK_CA_Aarhus | . | S41 | . | T058 | 0.99 | 477.5516
DK_CA_Aarhus | . | S41 | . | T059 | 0.99 | 477.5516
DK_CA_Aarhus | . | S41 | . | T060 | 0.99 | 477.5516
DK_CA_Aarhus | . | S41 | . | T061 | 0.99 | 477.5516
DK_CA_Aarhus | . | S41 | . | T062 | 0.99 | 477.5516
DK_CA_Aarhus | . | S41 | . | T063 | 0.99 | 477.5516
DK_CA_Aarhus | . | S41 | . | T064 | 0.99 | 477.5516
DK_CA_Aarhus | . | S41 | . | T065 | 0.99 | 477.5516
DK_CA_Aarhus | . | S41 | . | T066 | 0.95 | 458.2566
DK_CA_Aarhus | . | S41 | . | T067 | 0.95 | 458.2566
DK_CA_Aarhus | . | S41 | . | T068 | 0.85 | 410.0191
DK_CA_Aarhus | . | S41 | . | T069 | 0.85 | 410.0191
DK_CA_Aarhus | . | S41 | . | T070 | 0.85 | 410.0191
DK_CA_Aarhus | . | S41 | . | T071 | 0.85 | 410.0191
DK_CA_Aarhus | . | S41 | . | T072 | 0.85 | 410.0191
DK_CA_Aarhus | . | S41 | . | T073 | 0.85 | 410.0191
DK_CA_Aarhus | . | S41 | . | T074 | 0.95 | 458.2566
DK_CA_Aarhus | . | S41 | . | T075 | 0.95 | 458.2566
DK_CA_Aarhus | . | S41 | . | T076 | 0.99 | 477.5516
DK_CA_Aarhus | . | S41 | . | T077 | 0.99 | 477.5516
DK_CA_Aarhus | . | S41 | . | T078 | 0.95 | 458.2566
DK_CA_Aarhus | . | S41 | . | T079 | 0.95 | 458.2566
DK_CA_Aarhus | . | S41 | . | T080 | 0.95 | 458.2566
DK_CA_Aarhus | . | S41 | . | T081 | 0.95 | 458.2566
DK_CA_Aarhus | . | S41 | . | T082 | 0.95 | 458.2566
DK_CA_Aarhus | . | S41 | . | T083 | 0.85 | 410.0191
DK_CA_Aarhus | . | S41 | . | T084 | 0.85 | 410.0191
DK_CA_Aarhus | . | S41 | . | T085 | 0.85 | 410.0191
DK_CA_Aarhus | . | S41 | . | T086 | 0.85 | 410.0191
DK_CA_Aarhus | . | S41 | . | T087 | 0.99 | 477.5516
DK_CA_Aarhus | . | S41 | . | T088 | 1 | 482.3754
DK_CA_Aarhus | . | S41 | . | T089 | 1 | 482.3754
DK_CA_Aarhus | . | S41 | . | T090 | 0.99 | 477.5516
DK_CA_Aarhus | . | S41 | . | T091 | 0.99 | 477.5516
DK_CA_Aarhus | . | S41 | . | T092 | 0.95 | 458.2566
DK_CA_Aarhus | . | S41 | . | T093 | 0.85 | 410.0191
DK_CA_Aarhus | . | S41 | . | T094 | 0.72 | 347.3103
DK_CA_Aarhus | . | S41 | . | T095 | 0.57 | 274.954
DK_CA_Aarhus | . | S41 | . | T096 | 0.57 | 274.954
DK_CA_Aarhus | . | S41 | . | T097 | 0.57 | 274.954
DK_CA_Aarhus | . | S41 | . | T098 | 0.57 | 274.954
DK_CA_Aarhus | . | S41 | . | T099 | 0.57 | 274.954
DK_CA_Aarhus | . | S41 | . | T100 | 0.57 | 274.954
DK_CA_Aarhus | . | S41 | . | T101 | 0.42 | 202.5976
DK_CA_Aarhus | . | S41 | . | T102 | 0.3 | 144.7126
DK_CA_Aarhus | . | S41 | . | T103 | 0.3 | 144.7126
DK_CA_Aarhus | . | S41 | . | T104 | 0.3 | 144.7126
DK_CA_Aarhus | . | S41 | . | T105 | 0.3 | 144.7126
DK_CA_Aarhus | . | S41 | . | T106 | 0.19 | 91.6513
DK_CA_Aarhus | . | S41 | . | T107 | 0.12 | 57.885
DK_CA_Aarhus | . | S41 | . | T108 | 0.19 | 91.6513
DK_CA_Aarhus | . | S41 | . | T109 | 0.3 | 144.7126
DK_CA_Aarhus | . | S41 | . | T110 | 0.19 | 91.6513
DK_CA_Aarhus | . | S41 | . | T111 | 0.19 | 91.6513
DK_CA_Aarhus | . | S41 | . | T112 | 0.19 | 91.6513
DK_CA_Aarhus | . | S41 | . | T113 | 0.19 | 91.6513
DK_CA_Aarhus | . | S41 | . | T114 | 0.19 | 91.6513
DK_CA_Aarhus | . | S41 | . | T115 | 0.3 | 144.7126
DK_CA_Aarhus | . | S41 | . | T116 | 0.3 | 144.7126
DK_CA_Aarhus | . | S41 | . | T117 | 0.42 | 202.5976
DK_CA_Aarhus | . | S41 | . | T118 | 0.42 | 202.5976
DK_CA_Aarhus | . | S41 | . | T119 | 0.42 | 202.5976
DK_CA_Aarhus | . | S41 | . | T120 | 0.42 | 202.5976
DK_CA_Aarhus | . | S41 | . | T121 | 0.57 | 274.954
DK_CA_Aarhus | . | S41 | . | T122 | 0.57 | 274.954
DK_CA_Aarhus | . | S41 | . | T123 | 0.57 | 274.954
DK_CA_Aarhus | . | S41 | . | T124 | 0.42 | 202.5976
DK_CA_Aarhus | . | S41 | . | T125 | 0.42 | 202.5976
DK_CA_Aarhus | . | S41 | . | T126 | 0.42 | 202.5976
DK_CA_Aarhus | . | S41 | . | T127 | 0.42 | 202.5976
DK_CA_Aarhus | . | S41 | . | T128 | 0.57 | 274.954
DK_CA_Aarhus | . | S41 | . | T129 | 0.57 | 274.954
DK_CA_Aarhus | . | S41 | . | T130 | 0.57 | 274.954
DK_CA_Aarhus | . | S41 | . | T131 | 0.57 | 274.954
DK_CA_Aarhus | . | S41 | . | T132 | 0.72 | 347.3103
DK_CA_Aarhus | . | S41 | . | T133 | 0.57 | 274.954
DK_CA_Aarhus | . | S41 | . | T134 | 0.57 | 274.954
DK_CA_Aarhus | . | S41 | . | T135 | 0.57 | 274.954
DK_CA_Aarhus | . | S41 | . | T136 | 0.57 | 274.954
DK_CA_Aarhus | . | S41 | . | T137 | 0.42 | 202.5976
DK_CA_Aarhus | . | S41 | . | T138 | 0.42 | 202.5976
DK_CA_Aarhus | . | S41 | . | T139 | 0.42 | 202.5976
DK_CA_Aarhus | . | S41 | . | T140 | 0.42 | 202.5976
DK_CA_Aarhus | . | S41 | . | T141 | 0.42 | 202.5976
DK_CA_Aarhus | . | S41 | . | T142 | 0.3 | 144.7126
DK_CA_Aarhus | . | S41 | . | T143 | 0.3 | 144.7126
DK_CA_Aarhus | . | S41 | . | T144 | 0.3 | 144.7126
DK_CA_Aarhus | . | S41 | . | T145 | 0.3 | 144.7126
DK_CA_Aarhus | . | S41 | . | T146 | 0.3 | 144.7126
DK_CA_Aarhus | . | S41 | . | T147 | 0.19 | 91.6513
DK_CA_Aarhus | . | S41 | . | T148 | 0.19 | 91.6513
DK_CA_Aarhus | . | S41 | . | T149 | 0.12 | 57.885
DK_CA_Aarhus | . | S41 | . | T150 | 0.12 | 57.885
DK_CA_Aarhus | . | S41 | . | T151 | 0.12 | 57.885
DK_CA_Aarhus | . | S41 | . | T152 | 0.12 | 57.885
DK_CA_Aarhus | . | S41 | . | T153 | 0.19 | 91.6513
DK_CA_Aarhus | . | S41 | . | T154 | 0.12 | 57.885
DK_CA_Aarhus | . | S41 | . | T155 | 0.12 | 57.885
DK_CA_Aarhus | . | S41 | . | T156 | 0.12 | 57.885
DK_CA_Aarhus | . | S41 | . | T157 | 0.12 | 57.885
DK_CA_Aarhus | . | S41 | . | T158 | 0.12 | 57.885
DK_CA_Aarhus | . | S41 | . | T159 | 0.06 | 28.9425
DK_CA_Aarhus | . | S41 | . | T160 | 0.06 | 28.9425
DK_CA_Aarhus | . | S41 | . | T161 | 0.12 | 57.885
DK_CA_Aarhus | . | S41 | . | T162 | 0.06 | 28.9425
DK_CA_Aarhus | . | S41 | . | T163 | 0.12 | 57.885
DK_CA_Aarhus | . | S41 | . | T164 | 0.12 | 57.885
DK_CA_Aarhus | . | S41 | . | T165 | 0.06 | 28.9425
DK_CA_Aarhus | . | S41 | . | T166 | 0.03 | 14.4713
DK_CA_Aarhus | . | S41 | . | T167 | 0 | 0
DK_CA_Aarhus | . | S41 | . | T168 | 0 | 0
DK_CA_Aarhus | . | S42 | . | T001 | 0 | 0
DK_CA_Aarhus | . | S42 | . | T002 | 0 | 0
DK_CA_Aarhus | . | S42 | . | T003 | 0 | 0
DK_CA_Aarhus | . | S42 | . | T004 | 0 | 0
DK_CA_Aarhus | . | S42 | . | T005 | 0 | 0
DK_CA_Aarhus | . | S42 | . | T006 | 0 | 0
DK_CA_Aarhus | . | S42 | . | T007 | 0.03 | 14.4713
DK_CA_Aarhus | . | S42 | . | T008 | 0.03 | 14.4713
DK_CA_Aarhus | . | S42 | . | T009 | 0.12 | 57.885
DK_CA_Aarhus | . | S42 | . | T010 | 0.12 | 57.885
DK_CA_Aarhus | . | S42 | . | T011 | 0.12 | 57.885
DK_CA_Aarhus | . | S42 | . | T012 | 0.12 | 57.885
DK_CA_Aarhus | . | S42 | . | T013 | 0.19 | 91.6513
DK_CA_Aarhus | . | S42 | . | T014 | 0.19 | 91.6513
DK_CA_Aarhus | . | S42 | . | T015 | 0.3 | 144.7126
DK_CA_Aarhus | . | S42 | . | T016 | 0.42 | 202.5976
DK_CA_Aarhus | . | S42 | . | T017 | 0.42 | 202.5976
DK_CA_Aarhus | . | S42 | . | T018 | 0.42 | 202.5976
DK_CA_Aarhus | . | S42 | . | T019 | 0.42 | 202.5976
DK_CA_Aarhus | . | S42 | . | T020 | 0.42 | 202.5976
DK_CA_Aarhus | . | S42 | . | T021 | 0.42 | 202.5976
DK_CA_Aarhus | . | S42 | . | T022 | 0.3 | 144.7126
DK_CA_Aarhus | . | S42 | . | T023 | 0.19 | 91.6513
DK_CA_Aarhus | . | S42 | . | T024 | 0.12 | 57.885
DK_CA_Aarhus | . | S42 | . | T025 | 0.12 | 57.885
DK_CA_Aarhus | . | S42 | . | T026 | 0.3 | 144.7126
DK_CA_Aarhus | . | S42 | . | T027 | 0.12 | 57.885
DK_CA_Aarhus | . | S42 | . | T028 | 0.19 | 91.6513
DK_CA_Aarhus | . | S42 | . | T029 | 0.12 | 57.885
DK_CA_Aarhus | . | S42 | . | T030 | 0.12 | 57.885
DK_CA_Aarhus | . | S42 | . | T031 | 0.19 | 91.6513
DK_CA_Aarhus | . | S42 | . | T032 | 0.12 | 57.885
DK_CA_Aarhus | . | S42 | . | T033 | 0.12 | 57.885
DK_CA_Aarhus | . | S42 | . | T034 | 0.12 | 57.885
DK_CA_Aarhus | . | S42 | . | T035 | 0.12 | 57.885
DK_CA_Aarhus | . | S42 | . | T036 | 0.12 | 57.885
DK_CA_Aarhus | . | S42 | . | T037 | 0.12 | 57.885
DK_CA_Aarhus | . | S42 | . | T038 | 0.12 | 57.885
DK_CA_Aarhus | . | S42 | . | T039 | 0.12 | 57.885
DK_CA_Aarhus | . | S42 | . | T040 | 0.12 | 57.885
DK_CA_Aarhus | . | S42 | . | T041 | 0.12 | 57.885
DK_CA_Aarhus | . | S42 | . | T042 | 0.12 | 57.885
DK_CA_Aarhus | . | S42 | . | T043 | 0.12 | 57.885
DK_CA_Aarhus | . | S42 | . | T044 | 0.12 | 57.885
DK_CA_Aarhus | . | S42 | . | T045 | 0.12 | 57.885
DK_CA_Aarhus | . | S42 | . | T046 | 0.19 | 91.6513
DK_CA_Aarhus | . | S42 | . | T047 | 0.19 | 91.6513
DK_CA_Aarhus | . | S42 | . | T048 | 0.19 | 91.6513
DK_CA_Aarhus | . | S42 | . | T049 | 0.19 | 91.6513
DK_CA_Aarhus | . | S42 | . | T050 | 0.19 | 91.6513
DK_CA_Aarhus | . | S42 | . | T051 | 0.19 | 91.6513
DK_CA_Aarhus | . | S42 | . | T052 | 0.19 | 91.6513
DK_CA_Aarhus | . | S42 | . | T053 | 0.19 | 91.6513
DK_CA_Aarhus | . | S42 | . | T054 | 0.19 | 91.6513
DK_CA_Aarhus | . | S42 | . | T055 | 0.19 | 91.6513
DK_CA_Aarhus | . | S42 | . | T056 | 0.19 | 91.6513
DK_CA_Aarhus | . | S42 | . | T057 | 0.19 | 91.6513
DK_CA_Aarhus | . | S42 | . | T058 | 0.19 | 91.6513
DK_CA_Aarhus | . | S42 | . | T059 | 0.19 | 91.6513
DK_CA_Aarhus | . | S42 | . | T060 | 0.3 | 144.7126
DK_CA_Aarhus | . | S42 | . | T061 | 0.3 | 144.7126
DK_CA_Aarhus | . | S42 | . | T062 | 0.3 | 144.7126
DK_CA_Aarhus | . | S42 | . | T063 | 0.3 | 144.7126
DK_CA_Aarhus | . | S42 | . | T064 | 0.19 | 91.6513
DK_CA_Aarhus | . | S42 | . | T065 | 0.19 | 91.6513
DK_CA_Aarhus | . | S42 | . | T066 | 0.3 | 144.7126
DK_CA_Aarhus | . | S42 | . | T067 | 0.3 | 144.7126
DK_CA_Aarhus | . | S42 | . | T068 | 0.19 | 91.6513
DK_CA_Aarhus | . | S42 | . | T069 | 0.19 | 91.6513
DK_CA_Aarhus | . | S42 | . | T070 | 0.19 | 91.6513
DK_CA_Aarhus | . | S42 | . | T071 | 0.12 | 57.885
DK_CA_Aarhus | . | S42 | . | T072 | 0.12 | 57.885
DK_CA_Aarhus | . | S42 | . | T073 | 0.12 | 57.885
DK_CA_Aarhus | . | S42 | . | T074 | 0.06 | 28.9425
DK_CA_Aarhus | . | S42 | . | T075 | 0.06 | 28.9425
DK_CA_Aarhus | . | S42 | . | T076 | 0.03 | 14.4713
DK_CA_Aarhus | . | S42 | . | T077 | 0 | 0
DK_CA_Aarhus | . | S42 | . | T078 | 0 | 0
DK_CA_Aarhus | . | S42 | . | T079 | 0 | 0
DK_CA_Aarhus | . | S42 | . | T080 | 0 | 0
DK_CA_Aarhus | . | S42 | . | T081 | 0 | 0
DK_CA_Aarhus | . | S42 | . | T082 | 0 | 0
DK_CA_Aarhus | . | S42 | . | T083 | 0 | 0
DK_CA_Aarhus | . | S42 | . | T084 | 0 | 0
DK_CA_Aarhus | . | S42 | . | T085 | 0 | 0
DK_CA_Aarhus | . | S42 | . | T086 | 0 | 0
DK_CA_Aarhus | . | S42 | . | T087 | 0.03 | 14.4713
DK_CA_Aarhus | . | S42 | . | T088 | 0.06 | 28.9425
DK_CA_Aarhus | . | S42 | . | T089 | 0.06 | 28.9425
DK_CA_Aarhus | . | S42 | . | T090 | 0.12 | 57.885
DK_CA_Aarhus | . | S42 | . | T091 | 0.19 | 91.6513
DK_CA_Aarhus | . | S42 | . | T092 | 0.19 | 91.6513
DK_CA_Aarhus | . | S42 | . | T093 | 0.19 | 91.6513
DK_CA_Aarhus | . | S42 | . | T094 | 0.19 | 91.6513
DK_CA_Aarhus | . | S42 | . | T095 | 0.3 | 144.7126
DK_CA_Aarhus | . | S42 | . | T096 | 0.3 | 144.7126
DK_CA_Aarhus | . | S42 | . | T097 | 0.3 | 144.7126
DK_CA_Aarhus | . | S42 | . | T098 | 0.3 | 144.7126
DK_CA_Aarhus | . | S42 | . | T099 | 0.3 | 144.7126
DK_CA_Aarhus | . | S42 | . | T100 | 0.42 | 202.5976
DK_CA_Aarhus | . | S42 | . | T101 | 0.42 | 202.5976
DK_CA_Aarhus | . | S42 | . | T102 | 0.42 | 202.5976
DK_CA_Aarhus | . | S42 | . | T103 | 0.42 | 202.5976
DK_CA_Aarhus | . | S42 | . | T104 | 0.57 | 274.954
DK_CA_Aarhus | . | S42 | . | T105 | 0.57 | 274.954
DK_CA_Aarhus | . | S42 | . | T106 | 0.57 | 274.954
DK_CA_Aarhus | . | S42 | . | T107 | 0.42 | 202.5976
DK_CA_Aarhus | . | S42 | . | T108 | 0.42 | 202.5976
DK_CA_Aarhus | . | S42 | . | T109 | 0.42 | 202.5976
DK_CA_Aarhus | . | S42 | . | T110 | 0.42 | 202.5976
DK_CA_Aarhus | . | S42 | . | T111 | 0.42 | 202.5976
DK_CA_Aarhus | . | S42 | . | T112 | 0.42 | 202.5976
DK_CA_Aarhus | . | S42 | . | T113 | 0.42 | 202.5976
DK_CA_Aarhus | . | S42 | . | T114 | 0.42 | 202.5976
DK_CA_Aarhus | . | S42 | . | T115 | 0.3 | 144.7126
DK_CA_Aarhus | . | S42 | . | T116 | 0.42 | 202.5976
DK_CA_Aarhus | . | S42 | . | T117 | 0.3 | 144.7126
DK_CA_Aarhus | . | S42 | . | T118 | 0.42 | 202.5976
DK_CA_Aarhus | . | S42 | . | T119 | 0.42 | 202.5976
DK_CA_Aarhus | . | S42 | . | T120 | 0.42 | 202.5976
DK_CA_Aarhus | . | S42 | . | T121 | 0.3 | 144.7126
DK_CA_Aarhus | . | S42 | . | T122 | 0.42 | 202.5976
DK_CA_Aarhus | . | S42 | . | T123 | 0.3 | 144.7126
DK_CA_Aarhus | . | S42 | . | T124 | 0.3 | 144.7126
DK_CA_Aarhus | . | S42 | . | T125 | 0.42 | 202.5976
DK_CA_Aarhus | . | S42 | . | T126 | 0.42 | 202.5976
DK_CA_Aarhus | . | S42 | . | T127 | 0.3 | 144.7126
DK_CA_Aarhus | . | S42 | . | T128 | 0.3 | 144.7126
DK_CA_Aarhus | . | S42 | . | T129 | 0.3 | 144.7126
DK_CA_Aarhus | . | S42 | . | T130 | 0.42 | 202.5976
DK_CA_Aarhus | . | S42 | . | T131 | 0.42 | 202.5976
DK_CA_Aarhus | . | S42 | . | T132 | 0.3 | 144.7126
DK_CA_Aarhus | . | S42 | . | T133 | 0.3 | 144.7126
DK_CA_Aarhus | . | S42 | . | T134 | 0.3 | 144.7126
DK_CA_Aarhus | . | S42 | . | T135 | 0.3 | 144.7126
DK_CA_Aarhus | . | S42 | . | T136 | 0.3 | 144.7126
DK_CA_Aarhus | . | S42 | . | T137 | 0.3 | 144.7126
DK_CA_Aarhus | . | S42 | . | T138 | 0.3 | 144.7126
DK_CA_Aarhus | . | S42 | . | T139 | 0.3 | 144.7126
DK_CA_Aarhus | . | S42 | . | T140 | 0.3 | 144.7126
DK_CA_Aarhus | . | S42 | . | T141 | 0.3 | 144.7126
DK_CA_Aarhus | . | S42 | . | T142 | 0.19 | 91.6513
DK_CA_Aarhus | . | S42 | . | T143 | 0.19 | 91.6513
DK_CA_Aarhus | . | S42 | . | T144 | 0.19 | 91.6513
DK_CA_Aarhus | . | S42 | . | T145 | 0.19 | 91.6513
DK_CA_Aarhus | . | S42 | . | T146 | 0.19 | 91.6513
DK_CA_Aarhus | . | S42 | . | T147 | 0.19 | 91.6513
DK_CA_Aarhus | . | S42 | . | T148 | 0.3 | 144.7126
DK_CA_Aarhus | . | S42 | . | T149 | 0.3 | 144.7126
DK_CA_Aarhus | . | S42 | . | T150 | 0.3 | 144.7126
DK_CA_Aarhus | . | S42 | . | T151 | 0.42 | 202.5976
DK_CA_Aarhus | . | S42 | . | T152 | 0.3 | 144.7126
DK_CA_Aarhus | . | S42 | . | T153 | 0.42 | 202.5976
DK_CA_Aarhus | . | S42 | . | T154 | 0.42 | 202.5976
DK_CA_Aarhus | . | S42 | . | T155 | 0.42 | 202.5976
DK_CA_Aarhus | . | S42 | . | T156 | 0.42 | 202.5976
DK_CA_Aarhus | . | S42 | . | T157 | 0.42 | 202.5976
DK_CA_Aarhus | . | S42 | . | T158 | 0.42 | 202.5976
DK_CA_Aarhus | . | S42 | . | T159 | 0.57 | 274.954
DK_CA_Aarhus | . | S42 | . | T160 | 0.57 | 274.954
DK_CA_Aarhus | . | S42 | . | T161 | 0.72 | 347.3103
DK_CA_Aarhus | . | S42 | . | T162 | 0.72 | 347.3103
DK_CA_Aarhus | . | S42 | . | T163 | 0.72 | 347.3103
DK_CA_Aarhus | . | S42 | . | T164 | 0.72 | 347.3103
DK_CA_Aarhus | . | S42 | . | T165 | 0.57 | 274.954
DK_CA_Aarhus | . | S42 | . | T166 | 0.42 | 202.5976
DK_CA_Aarhus | . | S42 | . | T167 | 0.42 | 202.5976
DK_CA_Aarhus | . | S42 | . | T168 | 0.42 | 202.5976
DK_CA_Aarhus | . | S43 | . | T001 | 0.42 | 202.5976
DK_CA_Aarhus | . | S43 | . | T002 | 0.3 | 144.7126
DK_CA_Aarhus | . | S43 | . | T003 | 0.42 | 202.5976
DK_CA_Aarhus | . | S43 | . | T004 | 0.3 | 144.7126
DK_CA_Aarhus | . | S43 | . | T005 | 0.3 | 144.7126
DK_CA_Aarhus | . | S43 | . | T006 | 0.42 | 202.5976
DK_CA_Aarhus | . | S43 | . | T007 | 0.42 | 202.5976
DK_CA_Aarhus | . | S43 | . | T008 | 0.42 | 202.5976
DK_CA_Aarhus | . | S43 | . | T009 | 0.42 | 202.5976
DK_CA_Aarhus | . | S43 | . | T010 | 0.42 | 202.5976
DK_CA_Aarhus | . | S43 | . | T011 | 0.42 | 202.5976
DK_CA_Aarhus | . | S43 | . | T012 | 0.42 | 202.5976
DK_CA_Aarhus | . | S43 | . | T013 | 0.42 | 202.5976
DK_CA_Aarhus | . | S43 | . | T014 | 0.42 | 202.5976
DK_CA_Aarhus | . | S43 | . | T015 | 0.42 | 202.5976
DK_CA_Aarhus | . | S43 | . | T016 | 0.42 | 202.5976
DK_CA_Aarhus | . | S43 | . | T017 | 0.42 | 202.5976
DK_CA_Aarhus | . | S43 | . | T018 | 0.42 | 202.5976
DK_CA_Aarhus | . | S43 | . | T019 | 0.42 | 202.5976
DK_CA_Aarhus | . | S43 | . | T020 | 0.42 | 202.5976
DK_CA_Aarhus | . | S43 | . | T021 | 0.42 | 202.5976
DK_CA_Aarhus | . | S43 | . | T022 | 0.42 | 202.5976
DK_CA_Aarhus | . | S43 | . | T023 | 0.42 | 202.5976
DK_CA_Aarhus | . | S43 | . | T024 | 0.3 | 144.7126
DK_CA_Aarhus | . | S43 | . | T025 | 0.3 | 144.7126
DK_CA_Aarhus | . | S43 | . | T026 | 0.3 | 144.7126
DK_CA_Aarhus | . | S43 | . | T027 | 0.42 | 202.5976
DK_CA_Aarhus | . | S43 | . | T028 | 0.42 | 202.5976
DK_CA_Aarhus | . | S43 | . | T029 | 0.42 | 202.5976
DK_CA_Aarhus | . | S43 | . | T030 | 0.42 | 202.5976
DK_CA_Aarhus | . | S43 | . | T031 | 0.42 | 202.5976
DK_CA_Aarhus | . | S43 | . | T032 | 0.3 | 144.7126
DK_CA_Aarhus | . | S43 | . | T033 | 0.42 | 202.5976
DK_CA_Aarhus | . | S43 | . | T034 | 0.42 | 202.5976
DK_CA_Aarhus | . | S43 | . | T035 | 0.3 | 144.7126
DK_CA_Aarhus | . | S43 | . | T036 | 0.3 | 144.7126
DK_CA_Aarhus | . | S43 | . | T037 | 0.3 | 144.7126
DK_CA_Aarhus | . | S43 | . | T038 | 0.19 | 91.6513
DK_CA_Aarhus | . | S43 | . | T039 | 0.19 | 91.6513
DK_CA_Aarhus | . | S43 | . | T040 | 0.19 | 91.6513
DK_CA_Aarhus | . | S43 | . | T041 | 0.3 | 144.7126
DK_CA_Aarhus | . | S43 | . | T042 | 0.3 | 144.7126
DK_CA_Aarhus | . | S43 | . | T043 | 0.3 | 144.7126
DK_CA_Aarhus | . | S43 | . | T044 | 0.42 | 202.5976
DK_CA_Aarhus | . | S43 | . | T045 | 0.42 | 202.5976
DK_CA_Aarhus | . | S43 | . | T046 | 0.3 | 144.7126
DK_CA_Aarhus | . | S43 | . | T047 | 0.3 | 144.7126
DK_CA_Aarhus | . | S43 | . | T048 | 0.3 | 144.7126
DK_CA_Aarhus | . | S43 | . | T049 | 0.3 | 144.7126
DK_CA_Aarhus | . | S43 | . | T050 | 0.3 | 144.7126
DK_CA_Aarhus | . | S43 | . | T051 | 0.3 | 144.7126
DK_CA_Aarhus | . | S43 | . | T052 | 0.3 | 144.7126
DK_CA_Aarhus | . | S43 | . | T053 | 0.3 | 144.7126
DK_CA_Aarhus | . | S43 | . | T054 | 0.3 | 144.7126
DK_CA_Aarhus | . | S43 | . | T055 | 0.42 | 202.5976
DK_CA_Aarhus | . | S43 | . | T056 | 0.42 | 202.5976
DK_CA_Aarhus | . | S43 | . | T057 | 0.42 | 202.5976
DK_CA_Aarhus | . | S43 | . | T058 | 0.57 | 274.954
DK_CA_Aarhus | . | S43 | . | T059 | 0.57 | 274.954
DK_CA_Aarhus | . | S43 | . | T060 | 0.57 | 274.954
DK_CA_Aarhus | . | S43 | . | T061 | 0.57 | 274.954
DK_CA_Aarhus | . | S43 | . | T062 | 0.57 | 274.954
DK_CA_Aarhus | . | S43 | . | T063 | 0.57 | 274.954
DK_CA_Aarhus | . | S43 | . | T064 | 0.72 | 347.3103
DK_CA_Aarhus | . | S43 | . | T065 | 0.72 | 347.3103
DK_CA_Aarhus | . | S43 | . | T066 | 0.85 | 410.0191
DK_CA_Aarhus | . | S43 | . | T067 | 0.85 | 410.0191
DK_CA_Aarhus | . | S43 | . | T068 | 0.95 | 458.2566
DK_CA_Aarhus | . | S43 | . | T069 | 0.95 | 458.2566
DK_CA_Aarhus | . | S43 | . | T070 | 0.95 | 458.2566
DK_CA_Aarhus | . | S43 | . | T071 | 0.95 | 458.2566
DK_CA_Aarhus | . | S43 | . | T072 | 0.95 | 458.2566
DK_CA_Aarhus | . | S43 | . | T073 | 0.95 | 458.2566
DK_CA_Aarhus | . | S43 | . | T074 | 0.95 | 458.2566
DK_CA_Aarhus | . | S43 | . | T075 | 0.95 | 458.2566
DK_CA_Aarhus | . | S43 | . | T076 | 0.85 | 410.0191
DK_CA_Aarhus | . | S43 | . | T077 | 0.85 | 410.0191
DK_CA_Aarhus | . | S43 | . | T078 | 0.85 | 410.0191
DK_CA_Aarhus | . | S43 | . | T079 | 0.72 | 347.3103
DK_CA_Aarhus | . | S43 | . | T080 | 0.85 | 410.0191
DK_CA_Aarhus | . | S43 | . | T081 | 0.85 | 410.0191
DK_CA_Aarhus | . | S43 | . | T082 | 0.85 | 410.0191
DK_CA_Aarhus | . | S43 | . | T083 | 0.85 | 410.0191
DK_CA_Aarhus | . | S43 | . | T084 | 0.85 | 410.0191
DK_CA_Aarhus | . | S43 | . | T085 | 0.72 | 347.3103
DK_CA_Aarhus | . | S43 | . | T086 | 0.72 | 347.3103
DK_CA_Aarhus | . | S43 | . | T087 | 0.57 | 274.954
DK_CA_Aarhus | . | S43 | . | T088 | 0.57 | 274.954
DK_CA_Aarhus | . | S43 | . | T089 | 0.57 | 274.954
DK_CA_Aarhus | . | S43 | . | T090 | 0.57 | 274.954
DK_CA_Aarhus | . | S43 | . | T091 | 0.42 | 202.5976
DK_CA_Aarhus | . | S43 | . | T092 | 0.42 | 202.5976
DK_CA_Aarhus | . | S43 | . | T093 | 0.3 | 144.7126
DK_CA_Aarhus | . | S43 | . | T094 | 0.3 | 144.7126
DK_CA_Aarhus | . | S43 | . | T095 | 0.19 | 91.6513
DK_CA_Aarhus | . | S43 | . | T096 | 0.19 | 91.6513
DK_CA_Aarhus | . | S43 | . | T097 | 0.19 | 91.6513
DK_CA_Aarhus | . | S43 | . | T098 | 0.19 | 91.6513
DK_CA_Aarhus | . | S43 | . | T099 | 0.19 | 91.6513
DK_CA_Aarhus | . | S43 | . | T100 | 0.19 | 91.6513
DK_CA_Aarhus | . | S43 | . | T101 | 0.19 | 91.6513
DK_CA_Aarhus | . | S43 | . | T102 | 0.19 | 91.6513
DK_CA_Aarhus | . | S43 | . | T103 | 0.3 | 144.7126
DK_CA_Aarhus | . | S43 | . | T104 | 0.3 | 144.7126
DK_CA_Aarhus | . | S43 | . | T105 | 0.3 | 144.7126
DK_CA_Aarhus | . | S43 | . | T106 | 0.3 | 144.7126
DK_CA_Aarhus | . | S43 | . | T107 | 0.3 | 144.7126
DK_CA_Aarhus | . | S43 | . | T108 | 0.3 | 144.7126
DK_CA_Aarhus | . | S43 | . | T109 | 0.3 | 144.7126
DK_CA_Aarhus | . | S43 | . | T110 | 0.3 | 144.7126
DK_CA_Aarhus | . | S43 | . | T111 | 0.3 | 144.7126
DK_CA_Aarhus | . | S43 | . | T112 | 0.3 | 144.7126
DK_CA_Aarhus | . | S43 | . | T113 | 0.3 | 144.7126
DK_CA_Aarhus | . | S43 | . | T114 | 0.3 | 144.7126
DK_CA_Aarhus | . | S43 | . | T115 | 0.3 | 144.7126
DK_CA_Aarhus | . | S43 | . | T116 | 0.42 | 202.5976
DK_CA_Aarhus | . | S43 | . | T117 | 0.42 | 202.5976
DK_CA_Aarhus | . | S43 | . | T118 | 0.57 | 274.954
DK_CA_Aarhus | . | S43 | . | T119 | 0.57 | 274.954
DK_CA_Aarhus | . | S43 | . | T120 | 0.57 | 274.954
DK_CA_Aarhus | . | S43 | . | T121 | 0.57 | 274.954
DK_CA_Aarhus | . | S43 | . | T122 | 0.72 | 347.3103
DK_CA_Aarhus | . | S43 | . | T123 | 0.72 | 347.3103
DK_CA_Aarhus | . | S43 | . | T124 | 0.72 | 347.3103
DK_CA_Aarhus | . | S43 | . | T125 | 0.72 | 347.3103
DK_CA_Aarhus | . | S43 | . | T126 | 0.72 | 347.3103
DK_CA_Aarhus | . | S43 | . | T127 | 0.72 | 347.3103
DK_CA_Aarhus | . | S43 | . | T128 | 0.72 | 347.3103
DK_CA_Aarhus | . | S43 | . | T129 | 0.72 | 347.3103
DK_CA_Aarhus | . | S43 | . | T130 | 0.72 | 347.3103
DK_CA_Aarhus | . | S43 | . | T131 | 0.72 | 347.3103
DK_CA_Aarhus | . | S43 | . | T132 | 0.72 | 347.3103
DK_CA_Aarhus | . | S43 | . | T133 | 0.85 | 410.0191
DK_CA_Aarhus | . | S43 | . | T134 | 0.85 | 410.0191
DK_CA_Aarhus | . | S43 | . | T135 | 0.85 | 410.0191
DK_CA_Aarhus | . | S43 | . | T136 | 0.85 | 410.0191
DK_CA_Aarhus | . | S43 | . | T137 | 0.85 | 410.0191
DK_CA_Aarhus | . | S43 | . | T138 | 0.85 | 410.0191
DK_CA_Aarhus | . | S43 | . | T139 | 0.85 | 410.0191
DK_CA_Aarhus | . | S43 | . | T140 | 0.95 | 458.2566
DK_CA_Aarhus | . | S43 | . | T141 | 0.95 | 458.2566
DK_CA_Aarhus | . | S43 | . | T142 | 0.99 | 477.5516
DK_CA_Aarhus | . | S43 | . | T143 | 0.99 | 477.5516
DK_CA_Aarhus | . | S43 | . | T144 | 0.99 | 477.5516
DK_CA_Aarhus | . | S43 | . | T145 | 0.99 | 477.5516
DK_CA_Aarhus | . | S43 | . | T146 | 0.99 | 477.5516
DK_CA_Aarhus | . | S43 | . | T147 | 0.95 | 458.2566
DK_CA_Aarhus | . | S43 | . | T148 | 0.95 | 458.2566
DK_CA_Aarhus | . | S43 | . | T149 | 0.95 | 458.2566
DK_CA_Aarhus | . | S43 | . | T150 | 0.85 | 410.0191
DK_CA_Aarhus | . | S43 | . | T151 | 0.72 | 347.3103
DK_CA_Aarhus | . | S43 | . | T152 | 0.72 | 347.3103
DK_CA_Aarhus | . | S43 | . | T153 | 0.72 | 347.3103
DK_CA_Aarhus | . | S43 | . | T154 | 0.57 | 274.954
DK_CA_Aarhus | . | S43 | . | T155 | 0.57 | 274.954
DK_CA_Aarhus | . | S43 | . | T156 | 0.57 | 274.954
DK_CA_Aarhus | . | S43 | . | T157 | 0.57 | 274.954
DK_CA_Aarhus | . | S43 | . | T158 | 0.57 | 274.954
DK_CA_Aarhus | . | S43 | . | T159 | 0.57 | 274.954
DK_CA_Aarhus | . | S43 | . | T160 | 0.57 | 274.954
DK_CA_Aarhus | . | S43 | . | T161 | 0.72 | 347.3103
DK_CA_Aarhus | . | S43 | . | T162 | 0.72 | 347.3103
DK_CA_Aarhus | . | S43 | . | T163 | 0.72 | 347.3103
DK_CA_Aarhus | . | S43 | . | T164 | 0.85 | 410.0191
DK_CA_Aarhus | . | S43 | . | T165 | 0.85 | 410.0191
DK_CA_Aarhus | . | S43 | . | T166 | 0.95 | 458.2566
DK_CA_Aarhus | . | S43 | . | T167 | 0.95 | 458.2566
DK_CA_Aarhus | . | S43 | . | T168 | 0.95 | 458.2566
DK_CA_Aarhus | . | S44 | . | T001 | 0.99 | 477.5516
DK_CA_Aarhus | . | S44 | . | T002 | 0.99 | 477.5516
DK_CA_Aarhus | . | S44 | . | T003 | 0.99 | 477.5516
DK_CA_Aarhus | . | S44 | . | T004 | 0.99 | 477.5516
DK_CA_Aarhus | . | S44 | . | T005 | 0.99 | 477.5516
DK_CA_Aarhus | . | S44 | . | T006 | 0.99 | 477.5516
DK_CA_Aarhus | . | S44 | . | T007 | 0.99 | 477.5516
DK_CA_Aarhus | . | S44 | . | T008 | 0.99 | 477.5516
DK_CA_Aarhus | . | S44 | . | T009 | 0.95 | 458.2566
DK_CA_Aarhus | . | S44 | . | T010 | 0.95 | 458.2566
DK_CA_Aarhus | . | S44 | . | T011 | 0.95 | 458.2566
DK_CA_Aarhus | . | S44 | . | T012 | 0.95 | 458.2566
DK_CA_Aarhus | . | S44 | . | T013 | 0.95 | 458.2566
DK_CA_Aarhus | . | S44 | . | T014 | 0.85 | 410.0191
DK_CA_Aarhus | . | S44 | . | T015 | 0.85 | 410.0191
DK_CA_Aarhus | . | S44 | . | T016 | 0.85 | 410.0191
DK_CA_Aarhus | . | S44 | . | T017 | 0.85 | 410.0191
DK_CA_Aarhus | . | S44 | . | T018 | 0.72 | 347.3103
DK_CA_Aarhus | . | S44 | . | T019 | 0.85 | 410.0191
DK_CA_Aarhus | . | S44 | . | T020 | 0.85 | 410.0191
DK_CA_Aarhus | . | S44 | . | T021 | 0.85 | 410.0191
DK_CA_Aarhus | . | S44 | . | T022 | 0.85 | 410.0191
DK_CA_Aarhus | . | S44 | . | T023 | 0.85 | 410.0191
DK_CA_Aarhus | . | S44 | . | T024 | 0.85 | 410.0191
DK_CA_Aarhus | . | S44 | . | T025 | 0.85 | 410.0191
DK_CA_Aarhus | . | S44 | . | T026 | 0.85 | 410.0191
DK_CA_Aarhus | . | S44 | . | T027 | 0.85 | 410.0191
DK_CA_Aarhus | . | S44 | . | T028 | 0.85 | 410.0191
DK_CA_Aarhus | . | S44 | . | T029 | 0.85 | 410.0191
DK_CA_Aarhus | . | S44 | . | T030 | 0.85 | 410.0191
DK_CA_Aarhus | . | S44 | . | T031 | 0.85 | 410.0191
DK_CA_Aarhus | . | S44 | . | T032 | 0.72 | 347.3103
DK_CA_Aarhus | . | S44 | . | T033 | 0.72 | 347.3103
DK_CA_Aarhus | . | S44 | . | T034 | 0.72 | 347.3103
DK_CA_Aarhus | . | S44 | . | T035 | 0.72 | 347.3103
DK_CA_Aarhus | . | S44 | . | T036 | 0.72 | 347.3103
DK_CA_Aarhus | . | S44 | . | T037 | 0.72 | 347.3103
DK_CA_Aarhus | . | S44 | . | T038 | 0.85 | 410.0191
DK_CA_Aarhus | . | S44 | . | T039 | 0.85 | 410.0191
DK_CA_Aarhus | . | S44 | . | T040 | 0.95 | 458.2566
DK_CA_Aarhus | . | S44 | . | T041 | 1 | 482.3754
DK_CA_Aarhus | . | S44 | . | T042 | 1 | 482.3754
DK_CA_Aarhus | . | S44 | . | T043 | 1 | 482.3754
DK_CA_Aarhus | . | S44 | . | T044 | 1 | 482.3754
DK_CA_Aarhus | . | S44 | . | T045 | 1 | 482.3754
DK_CA_Aarhus | . | S44 | . | T046 | 1 | 482.3754
DK_CA_Aarhus | . | S44 | . | T047 | 1 | 482.3754
DK_CA_Aarhus | . | S44 | . | T048 | 1 | 482.3754
DK_CA_Aarhus | . | S44 | . | T049 | 1 | 482.3754
DK_CA_Aarhus | . | S44 | . | T050 | 1 | 482.3754
DK_CA_Aarhus | . | S44 | . | T051 | 1 | 482.3754
DK_CA_Aarhus | . | S44 | . | T052 | 1 | 482.3754
DK_CA_Aarhus | . | S44 | . | T053 | 1 | 482.3754
DK_CA_Aarhus | . | S44 | . | T054 | 1 | 482.3754
DK_CA_Aarhus | . | S44 | . | T055 | 1 | 482.3754
DK_CA_Aarhus | . | S44 | . | T056 | 0.99 | 477.5516
DK_CA_Aarhus | . | S44 | . | T057 | 0.99 | 477.5516
DK_CA_Aarhus | . | S44 | . | T058 | 0.95 | 458.2566
DK_CA_Aarhus | . | S44 | . | T059 | 0.85 | 410.0191
DK_CA_Aarhus | . | S44 | . | T060 | 0.85 | 410.0191
DK_CA_Aarhus | . | S44 | . | T061 | 0.95 | 458.2566
DK_CA_Aarhus | . | S44 | . | T062 | 0.95 | 458.2566
DK_CA_Aarhus | . | S44 | . | T063 | 0.99 | 477.5516
DK_CA_Aarhus | . | S44 | . | T064 | 0.99 | 477.5516
DK_CA_Aarhus | . | S44 | . | T065 | 0.99 | 477.5516
DK_CA_Aarhus | . | S44 | . | T066 | 0.95 | 458.2566
DK_CA_Aarhus | . | S44 | . | T067 | 0.95 | 458.2566
DK_CA_Aarhus | . | S44 | . | T068 | 0.95 | 458.2566
DK_CA_Aarhus | . | S44 | . | T069 | 0.95 | 458.2566
DK_CA_Aarhus | . | S44 | . | T070 | 0.95 | 458.2566
DK_CA_Aarhus | . | S44 | . | T071 | 0.99 | 477.5516
DK_CA_Aarhus | . | S44 | . | T072 | 0.99 | 477.5516
DK_CA_Aarhus | . | S44 | . | T073 | 1 | 482.3754
DK_CA_Aarhus | . | S44 | . | T074 | 1 | 482.3754
DK_CA_Aarhus | . | S44 | . | T075 | 1 | 482.3754
DK_CA_Aarhus | . | S44 | . | T076 | 1 | 482.3754
DK_CA_Aarhus | . | S44 | . | T077 | 1 | 482.3754
DK_CA_Aarhus | . | S44 | . | T078 | 1 | 482.3754
DK_CA_Aarhus | . | S44 | . | T079 | 1 | 482.3754
DK_CA_Aarhus | . | S44 | . | T080 | 1 | 482.3754
DK_CA_Aarhus | . | S44 | . | T081 | 1 | 482.3754
DK_CA_Aarhus | . | S44 | . | T082 | 1 | 482.3754
DK_CA_Aarhus | . | S44 | . | T083 | 1 | 482.3754
DK_CA_Aarhus | . | S44 | . | T084 | 1 | 482.3754
DK_CA_Aarhus | . | S44 | . | T085 | 1 | 482.3754
DK_CA_Aarhus | . | S44 | . | T086 | 1 | 482.3754
DK_CA_Aarhus | . | S44 | . | T087 | 1 | 482.3754
DK_CA_Aarhus | . | S44 | . | T088 | 1 | 482.3754
DK_CA_Aarhus | . | S44 | . | T089 | 1 | 482.3754
DK_CA_Aarhus | . | S44 | . | T090 | 1 | 482.3754
DK_CA_Aarhus | . | S44 | . | T091 | 0.99 | 477.5516
DK_CA_Aarhus | . | S44 | . | T092 | 0.99 | 477.5516
DK_CA_Aarhus | . | S44 | . | T093 | 1 | 482.3754
DK_CA_Aarhus | . | S44 | . | T094 | 1 | 482.3754
DK_CA_Aarhus | . | S44 | . | T095 | 1 | 482.3754
DK_CA_Aarhus | . | S44 | . | T096 | 1 | 482.3754
DK_CA_Aarhus | . | S44 | . | T097 | 1 | 482.3754
DK_CA_Aarhus | . | S44 | . | T098 | 1 | 482.3754
DK_CA_Aarhus | . | S44 | . | T099 | 1 | 482.3754
DK_CA_Aarhus | . | S44 | . | T100 | 1 | 482.3754
DK_CA_Aarhus | . | S44 | . | T101 | 0.99 | 477.5516
DK_CA_Aarhus | . | S44 | . | T102 | 0.99 | 477.5516
DK_CA_Aarhus | . | S44 | . | T103 | 0.99 | 477.5516
DK_CA_Aarhus | . | S44 | . | T104 | 1 | 482.3754
DK_CA_Aarhus | . | S44 | . | T105 | 0.99 | 477.5516
DK_CA_Aarhus | . | S44 | . | T106 | 0.99 | 477.5516
DK_CA_Aarhus | . | S44 | . | T107 | 0.95 | 458.2566
DK_CA_Aarhus | . | S44 | . | T108 | 0.99 | 477.5516
DK_CA_Aarhus | . | S44 | . | T109 | 0.95 | 458.2566
DK_CA_Aarhus | . | S44 | . | T110 | 0.95 | 458.2566
DK_CA_Aarhus | . | S44 | . | T111 | 0.85 | 410.0191
DK_CA_Aarhus | . | S44 | . | T112 | 0.72 | 347.3103
DK_CA_Aarhus | . | S44 | . | T113 | 0.57 | 274.954
DK_CA_Aarhus | . | S44 | . | T114 | 0.42 | 202.5976
DK_CA_Aarhus | . | S44 | . | T115 | 0.42 | 202.5976
DK_CA_Aarhus | . | S44 | . | T116 | 0.3 | 144.7126
DK_CA_Aarhus | . | S44 | . | T117 | 0.3 | 144.7126
DK_CA_Aarhus | . | S44 | . | T118 | 0.3 | 144.7126
DK_CA_Aarhus | . | S44 | . | T119 | 0.19 | 91.6513
DK_CA_Aarhus | . | S44 | . | T120 | 0.12 | 57.885
DK_CA_Aarhus | . | S44 | . | T121 | 0.12 | 57.885
DK_CA_Aarhus | . | S44 | . | T122 | 0.12 | 57.885
DK_CA_Aarhus | . | S44 | . | T123 | 0.12 | 57.885
DK_CA_Aarhus | . | S44 | . | T124 | 0.12 | 57.885
DK_CA_Aarhus | . | S44 | . | T125 | 0.19 | 91.6513
DK_CA_Aarhus | . | S44 | . | T126 | 0.3 | 144.7126
DK_CA_Aarhus | . | S44 | . | T127 | 0.42 | 202.5976
DK_CA_Aarhus | . | S44 | . | T128 | 0.42 | 202.5976
DK_CA_Aarhus | . | S44 | . | T129 | 0.57 | 274.954
DK_CA_Aarhus | . | S44 | . | T130 | 0.57 | 274.954
DK_CA_Aarhus | . | S44 | . | T131 | 0.42 | 202.5976
DK_CA_Aarhus | . | S44 | . | T132 | 0.42 | 202.5976
DK_CA_Aarhus | . | S44 | . | T133 | 0.42 | 202.5976
DK_CA_Aarhus | . | S44 | . | T134 | 0.3 | 144.7126
DK_CA_Aarhus | . | S44 | . | T135 | 0.3 | 144.7126
DK_CA_Aarhus | . | S44 | . | T136 | 0.42 | 202.5976
DK_CA_Aarhus | . | S44 | . | T137 | 0.57 | 274.954
DK_CA_Aarhus | . | S44 | . | T138 | 0.57 | 274.954
DK_CA_Aarhus | . | S44 | . | T139 | 0.72 | 347.3103
DK_CA_Aarhus | . | S44 | . | T140 | 0.72 | 347.3103
DK_CA_Aarhus | . | S44 | . | T141 | 0.72 | 347.3103
DK_CA_Aarhus | . | S44 | . | T142 | 0.85 | 410.0191
DK_CA_Aarhus | . | S44 | . | T143 | 0.85 | 410.0191
DK_CA_Aarhus | . | S44 | . | T144 | 0.72 | 347.3103
DK_CA_Aarhus | . | S44 | . | T145 | 0.85 | 410.0191
DK_CA_Aarhus | . | S44 | . | T146 | 0.85 | 410.0191
DK_CA_Aarhus | . | S44 | . | T147 | 0.85 | 410.0191
DK_CA_Aarhus | . | S44 | . | T148 | 0.72 | 347.3103
DK_CA_Aarhus | . | S44 | . | T149 | 0.72 | 347.3103
DK_CA_Aarhus | . | S44 | . | T150 | 0.72 | 347.3103
DK_CA_Aarhus | . | S44 | . | T151 | 0.72 | 347.3103
DK_CA_Aarhus | . | S44 | . | T152 | 0.72 | 347.3103
DK_CA_Aarhus | . | S44 | . | T153 | 0.72 | 347.3103
DK_CA_Aarhus | . | S44 | . | T154 | 0.57 | 274.954
DK_CA_Aarhus | . | S44 | . | T155 | 0.72 | 347.3103
DK_CA_Aarhus | . | S44 | . | T156 | 0.72 | 347.3103
DK_CA_Aarhus | . | S44 | . | T157 | 0.72 | 347.3103
DK_CA_Aarhus | . | S44 | . | T158 | 0.57 | 274.954
DK_CA_Aarhus | . | S44 | . | T159 | 0.57 | 274.954
DK_CA_Aarhus | . | S44 | . | T160 | 0.57 | 274.954
DK_CA_Aarhus | . | S44 | . | T161 | 0.57 | 274.954
DK_CA_Aarhus | . | S44 | . | T162 | 0.57 | 274.954
DK_CA_Aarhus | . | S44 | . | T163 | 0.57 | 274.954
DK_CA_Aarhus | . | S44 | . | T164 | 0.72 | 347.3103
DK_CA_Aarhus | . | S44 | . | T165 | 0.72 | 347.3103
DK_CA_Aarhus | . | S44 | . | T166 | 0.72 | 347.3103
DK_CA_Aarhus | . | S44 | . | T167 | 0.72 | 347.3103
DK_CA_Aarhus | . | S44 | . | T168 | 0.72 | 347.3103
DK_CA_Aarhus | . | S45 | . | T001 | 0.72 | 347.3103
DK_CA_Aarhus | . | S45 | . | T002 | 0.72 | 347.3103
DK_CA_Aarhus | . | S45 | . | T003 | 0.72 | 347.3103
DK_CA_Aarhus | . | S45 | . | T004 | 0.72 | 347.3103
DK_CA_Aarhus | . | S45 | . | T005 | 0.72 | 347.3103
DK_CA_Aarhus | . | S45 | . | T006 | 0.85 | 410.0191
DK_CA_Aarhus | . | S45 | . | T007 | 0.85 | 410.0191
DK_CA_Aarhus | . | S45 | . | T008 | 0.85 | 410.0191
DK_CA_Aarhus | . | S45 | . | T009 | 0.85 | 410.0191
DK_CA_Aarhus | . | S45 | . | T010 | 0.95 | 458.2566
DK_CA_Aarhus | . | S45 | . | T011 | 0.95 | 458.2566
DK_CA_Aarhus | . | S45 | . | T012 | 0.95 | 458.2566
DK_CA_Aarhus | . | S45 | . | T013 | 0.99 | 477.5516
DK_CA_Aarhus | . | S45 | . | T014 | 0.99 | 477.5516
DK_CA_Aarhus | . | S45 | . | T015 | 1 | 482.3754
DK_CA_Aarhus | . | S45 | . | T016 | 1 | 482.3754
DK_CA_Aarhus | . | S45 | . | T017 | 1 | 482.3754
DK_CA_Aarhus | . | S45 | . | T018 | 1 | 482.3754
DK_CA_Aarhus | . | S45 | . | T019 | 0.99 | 477.5516
DK_CA_Aarhus | . | S45 | . | T020 | 0.95 | 458.2566
DK_CA_Aarhus | . | S45 | . | T021 | 0.95 | 458.2566
DK_CA_Aarhus | . | S45 | . | T022 | 0.95 | 458.2566
DK_CA_Aarhus | . | S45 | . | T023 | 0.95 | 458.2566
DK_CA_Aarhus | . | S45 | . | T024 | 0.95 | 458.2566
DK_CA_Aarhus | . | S45 | . | T025 | 0.85 | 410.0191
DK_CA_Aarhus | . | S45 | . | T026 | 0.95 | 458.2566
DK_CA_Aarhus | . | S45 | . | T027 | 0.95 | 458.2566
DK_CA_Aarhus | . | S45 | . | T028 | 0.85 | 410.0191
DK_CA_Aarhus | . | S45 | . | T029 | 0.72 | 347.3103
DK_CA_Aarhus | . | S45 | . | T030 | 0.57 | 274.954
DK_CA_Aarhus | . | S45 | . | T031 | 0.42 | 202.5976
DK_CA_Aarhus | . | S45 | . | T032 | 0.42 | 202.5976
DK_CA_Aarhus | . | S45 | . | T033 | 0.42 | 202.5976
DK_CA_Aarhus | . | S45 | . | T034 | 0.3 | 144.7126
DK_CA_Aarhus | . | S45 | . | T035 | 0.19 | 91.6513
DK_CA_Aarhus | . | S45 | . | T036 | 0.19 | 91.6513
DK_CA_Aarhus | . | S45 | . | T037 | 0.3 | 144.7126
DK_CA_Aarhus | . | S45 | . | T038 | 0.3 | 144.7126
DK_CA_Aarhus | . | S45 | . | T039 | 0.3 | 144.7126
DK_CA_Aarhus | . | S45 | . | T040 | 0.3 | 144.7126
DK_CA_Aarhus | . | S45 | . | T041 | 0.19 | 91.6513
DK_CA_Aarhus | . | S45 | . | T042 | 0.19 | 91.6513
DK_CA_Aarhus | . | S45 | . | T043 | 0.19 | 91.6513
DK_CA_Aarhus | . | S45 | . | T044 | 0.19 | 91.6513
DK_CA_Aarhus | . | S45 | . | T045 | 0.42 | 202.5976
DK_CA_Aarhus | . | S45 | . | T046 | 0.42 | 202.5976
DK_CA_Aarhus | . | S45 | . | T047 | 0.42 | 202.5976
DK_CA_Aarhus | . | S45 | . | T048 | 0.57 | 274.954
DK_CA_Aarhus | . | S45 | . | T049 | 0.72 | 347.3103
DK_CA_Aarhus | . | S45 | . | T050 | 0.85 | 410.0191
DK_CA_Aarhus | . | S45 | . | T051 | 0.85 | 410.0191
DK_CA_Aarhus | . | S45 | . | T052 | 0.95 | 458.2566
DK_CA_Aarhus | . | S45 | . | T053 | 0.95 | 458.2566
DK_CA_Aarhus | . | S45 | . | T054 | 0.85 | 410.0191
DK_CA_Aarhus | . | S45 | . | T055 | 0.95 | 458.2566
DK_CA_Aarhus | . | S45 | . | T056 | 0.85 | 410.0191
DK_CA_Aarhus | . | S45 | . | T057 | 0.85 | 410.0191
DK_CA_Aarhus | . | S45 | . | T058 | 0.72 | 347.3103
DK_CA_Aarhus | . | S45 | . | T059 | 0.72 | 347.3103
DK_CA_Aarhus | . | S45 | . | T060 | 0.72 | 347.3103
DK_CA_Aarhus | . | S45 | . | T061 | 0.57 | 274.954
DK_CA_Aarhus | . | S45 | . | T062 | 0.57 | 274.954
DK_CA_Aarhus | . | S45 | . | T063 | 0.72 | 347.3103
DK_CA_Aarhus | . | S45 | . | T064 | 0.85 | 410.0191
DK_CA_Aarhus | . | S45 | . | T065 | 0.85 | 410.0191
DK_CA_Aarhus | . | S45 | . | T066 | 0.85 | 410.0191
DK_CA_Aarhus | . | S45 | . | T067 | 0.85 | 410.0191
DK_CA_Aarhus | . | S45 | . | T068 | 0.72 | 347.3103
DK_CA_Aarhus | . | S45 | . | T069 | 0.57 | 274.954
DK_CA_Aarhus | . | S45 | . | T070 | 0.42 | 202.5976
DK_CA_Aarhus | . | S45 | . | T071 | 0.19 | 91.6513
DK_CA_Aarhus | . | S45 | . | T072 | 0.12 | 57.885
DK_CA_Aarhus | . | S45 | . | T073 | 0.06 | 28.9425
DK_CA_Aarhus | . | S45 | . | T074 | 0.03 | 14.4713
DK_CA_Aarhus | . | S45 | . | T075 | 0.06 | 28.9425
DK_CA_Aarhus | . | S45 | . | T076 | 0.12 | 57.885
DK_CA_Aarhus | . | S45 | . | T077 | 0.19 | 91.6513
DK_CA_Aarhus | . | S45 | . | T078 | 0.19 | 91.6513
DK_CA_Aarhus | . | S45 | . | T079 | 0.19 | 91.6513
DK_CA_Aarhus | . | S45 | . | T080 | 0.19 | 91.6513
DK_CA_Aarhus | . | S45 | . | T081 | 0.19 | 91.6513
DK_CA_Aarhus | . | S45 | . | T082 | 0.3 | 144.7126
DK_CA_Aarhus | . | S45 | . | T083 | 0.3 | 144.7126
DK_CA_Aarhus | . | S45 | . | T084 | 0.57 | 274.954
DK_CA_Aarhus | . | S45 | . | T085 | 0.72 | 347.3103
DK_CA_Aarhus | . | S45 | . | T086 | 0.72 | 347.3103
DK_CA_Aarhus | . | S45 | . | T087 | 0.72 | 347.3103
DK_CA_Aarhus | . | S45 | . | T088 | 0.72 | 347.3103
DK_CA_Aarhus | . | S45 | . | T089 | 0.72 | 347.3103
DK_CA_Aarhus | . | S45 | . | T090 | 0.57 | 274.954
DK_CA_Aarhus | . | S45 | . | T091 | 0.42 | 202.5976
DK_CA_Aarhus | . | S45 | . | T092 | 0.3 | 144.7126
DK_CA_Aarhus | . | S45 | . | T093 | 0.19 | 91.6513
DK_CA_Aarhus | . | S45 | . | T094 | 0.12 | 57.885
DK_CA_Aarhus | . | S45 | . | T095 | 0.12 | 57.885
DK_CA_Aarhus | . | S45 | . | T096 | 0.06 | 28.9425
DK_CA_Aarhus | . | S45 | . | T097 | 0.03 | 14.4713
DK_CA_Aarhus | . | S45 | . | T098 | 0 | 0
DK_CA_Aarhus | . | S45 | . | T099 | 0 | 0
DK_CA_Aarhus | . | S45 | . | T100 | 0.06 | 28.9425
DK_CA_Aarhus | . | S45 | . | T101 | 0.19 | 91.6513
DK_CA_Aarhus | . | S45 | . | T102 | 0.3 | 144.7126
DK_CA_Aarhus | . | S45 | . | T103 | 0.3 | 144.7126
DK_CA_Aarhus | . | S45 | . | T104 | 0.3 | 144.7126
DK_CA_Aarhus | . | S45 | . | T105 | 0.3 | 144.7126
DK_CA_Aarhus | . | S45 | . | T106 | 0.42 | 202.5976
DK_CA_Aarhus | . | S45 | . | T107 | 0.3 | 144.7126
DK_CA_Aarhus | . | S45 | . | T108 | 0.19 | 91.6513
DK_CA_Aarhus | . | S45 | . | T109 | 0.19 | 91.6513
DK_CA_Aarhus | . | S45 | . | T110 | 0.3 | 144.7126
DK_CA_Aarhus | . | S45 | . | T111 | 0.3 | 144.7126
DK_CA_Aarhus | . | S45 | . | T112 | 0.42 | 202.5976
DK_CA_Aarhus | . | S45 | . | T113 | 0.57 | 274.954
DK_CA_Aarhus | . | S45 | . | T114 | 0.57 | 274.954
DK_CA_Aarhus | . | S45 | . | T115 | 0.72 | 347.3103
DK_CA_Aarhus | . | S45 | . | T116 | 0.85 | 410.0191
DK_CA_Aarhus | . | S45 | . | T117 | 0.99 | 477.5516
DK_CA_Aarhus | . | S45 | . | T118 | 0.95 | 458.2566
DK_CA_Aarhus | . | S45 | . | T119 | 0.72 | 347.3103
DK_CA_Aarhus | . | S45 | . | T120 | 0.72 | 347.3103
DK_CA_Aarhus | . | S45 | . | T121 | 0.72 | 347.3103
DK_CA_Aarhus | . | S45 | . | T122 | 0.72 | 347.3103
DK_CA_Aarhus | . | S45 | . | T123 | 0.72 | 347.3103
DK_CA_Aarhus | . | S45 | . | T124 | 0.72 | 347.3103
DK_CA_Aarhus | . | S45 | . | T125 | 0.72 | 347.3103
DK_CA_Aarhus | . | S45 | . | T126 | 0.72 | 347.3103
DK_CA_Aarhus | . | S45 | . | T127 | 0.72 | 347.3103
DK_CA_Aarhus | . | S45 | . | T128 | 0.72 | 347.3103
DK_CA_Aarhus | . | S45 | . | T129 | 0.72 | 347.3103
DK_CA_Aarhus | . | S45 | . | T130 | 0.57 | 274.954
DK_CA_Aarhus | . | S45 | . | T131 | 0.42 | 202.5976
DK_CA_Aarhus | . | S45 | . | T132 | 0.3 | 144.7126
DK_CA_Aarhus | . | S45 | . | T133 | 0.3 | 144.7126
DK_CA_Aarhus | . | S45 | . | T134 | 0.19 | 91.6513
DK_CA_Aarhus | . | S45 | . | T135 | 0.19 | 91.6513
DK_CA_Aarhus | . | S45 | . | T136 | 0.12 | 57.885
DK_CA_Aarhus | . | S45 | . | T137 | 0.12 | 57.885
DK_CA_Aarhus | . | S45 | . | T138 | 0.06 | 28.9425
DK_CA_Aarhus | . | S45 | . | T139 | 0.06 | 28.9425
DK_CA_Aarhus | . | S45 | . | T140 | 0.06 | 28.9425
DK_CA_Aarhus | . | S45 | . | T141 | 0.19 | 91.6513
DK_CA_Aarhus | . | S45 | . | T142 | 0.19 | 91.6513
DK_CA_Aarhus | . | S45 | . | T143 | 0.12 | 57.885
DK_CA_Aarhus | . | S45 | . | T144 | 0.12 | 57.885
DK_CA_Aarhus | . | S45 | . | T145 | 0.06 | 28.9425
DK_CA_Aarhus | . | S45 | . | T146 | 0.12 | 57.885
DK_CA_Aarhus | . | S45 | . | T147 | 0.12 | 57.885
DK_CA_Aarhus | . | S45 | . | T148 | 0.19 | 91.6513
DK_CA_Aarhus | . | S45 | . | T149 | 0.19 | 91.6513
DK_CA_Aarhus | . | S45 | . | T150 | 0.19 | 91.6513
DK_CA_Aarhus | . | S45 | . | T151 | 0.3 | 144.7126
DK_CA_Aarhus | . | S45 | . | T152 | 0.42 | 202.5976
DK_CA_Aarhus | . | S45 | . | T153 | 0.72 | 347.3103
DK_CA_Aarhus | . | S45 | . | T154 | 0.72 | 347.3103
DK_CA_Aarhus | . | S45 | . | T155 | 0.85 | 410.0191
DK_CA_Aarhus | . | S45 | . | T156 | 0.85 | 410.0191
DK_CA_Aarhus | . | S45 | . | T157 | 0.95 | 458.2566
DK_CA_Aarhus | . | S45 | . | T158 | 0.95 | 458.2566
DK_CA_Aarhus | . | S45 | . | T159 | 0.99 | 477.5516
DK_CA_Aarhus | . | S45 | . | T160 | 0.99 | 477.5516
DK_CA_Aarhus | . | S45 | . | T161 | 1 | 482.3754
DK_CA_Aarhus | . | S45 | . | T162 | 1 | 482.3754
DK_CA_Aarhus | . | S45 | . | T163 | 0.99 | 477.5516
DK_CA_Aarhus | . | S45 | . | T164 | 0.99 | 477.5516
DK_CA_Aarhus | . | S45 | . | T165 | 0.99 | 477.5516
DK_CA_Aarhus | . | S45 | . | T166 | 0.99 | 477.5516
DK_CA_Aarhus | . | S45 | . | T167 | 0.99 | 477.5516
DK_CA_Aarhus | . | S45 | . | T168 | 0.99 | 477.5516
DK_CA_Aarhus | . | S46 | . | T001 | 0.99 | 477.5516
DK_CA_Aarhus | . | S46 | . | T002 | 0.99 | 477.5516
DK_CA_Aarhus | . | S46 | . | T003 | 0.99 | 477.5516
DK_CA_Aarhus | . | S46 | . | T004 | 0.99 | 477.5516
DK_CA_Aarhus | . | S46 | . | T005 | 0.99 | 477.5516
DK_CA_Aarhus | . | S46 | . | T006 | 0.99 | 477.5516
DK_CA_Aarhus | . | S46 | . | T007 | 0.99 | 477.5516
DK_CA_Aarhus | . | S46 | . | T008 | 0.99 | 477.5516
DK_CA_Aarhus | . | S46 | . | T009 | 0.99 | 477.5516
DK_CA_Aarhus | . | S46 | . | T010 | 0.95 | 458.2566
DK_CA_Aarhus | . | S46 | . | T011 | 0.95 | 458.2566
DK_CA_Aarhus | . | S46 | . | T012 | 0.99 | 477.5516
DK_CA_Aarhus | . | S46 | . | T013 | 0.99 | 477.5516
DK_CA_Aarhus | . | S46 | . | T014 | 0.99 | 477.5516
DK_CA_Aarhus | . | S46 | . | T015 | 0.99 | 477.5516
DK_CA_Aarhus | . | S46 | . | T016 | 0.95 | 458.2566
DK_CA_Aarhus | . | S46 | . | T017 | 0.95 | 458.2566
DK_CA_Aarhus | . | S46 | . | T018 | 0.85 | 410.0191
DK_CA_Aarhus | . | S46 | . | T019 | 0.85 | 410.0191
DK_CA_Aarhus | . | S46 | . | T020 | 0.72 | 347.3103
DK_CA_Aarhus | . | S46 | . | T021 | 0.72 | 347.3103
DK_CA_Aarhus | . | S46 | . | T022 | 0.57 | 274.954
DK_CA_Aarhus | . | S46 | . | T023 | 0.57 | 274.954
DK_CA_Aarhus | . | S46 | . | T024 | 0.57 | 274.954
DK_CA_Aarhus | . | S46 | . | T025 | 0.57 | 274.954
DK_CA_Aarhus | . | S46 | . | T026 | 0.57 | 274.954
DK_CA_Aarhus | . | S46 | . | T027 | 0.57 | 274.954
DK_CA_Aarhus | . | S46 | . | T028 | 0.57 | 274.954
DK_CA_Aarhus | . | S46 | . | T029 | 0.57 | 274.954
DK_CA_Aarhus | . | S46 | . | T030 | 0.42 | 202.5976
DK_CA_Aarhus | . | S46 | . | T031 | 0.3 | 144.7126
DK_CA_Aarhus | . | S46 | . | T032 | 0.19 | 91.6513
DK_CA_Aarhus | . | S46 | . | T033 | 0.12 | 57.885
DK_CA_Aarhus | . | S46 | . | T034 | 0.12 | 57.885
DK_CA_Aarhus | . | S46 | . | T035 | 0.19 | 91.6513
DK_CA_Aarhus | . | S46 | . | T036 | 0.19 | 91.6513
DK_CA_Aarhus | . | S46 | . | T037 | 0.19 | 91.6513
DK_CA_Aarhus | . | S46 | . | T038 | 0.3 | 144.7126
DK_CA_Aarhus | . | S46 | . | T039 | 0.42 | 202.5976
DK_CA_Aarhus | . | S46 | . | T040 | 0.42 | 202.5976
DK_CA_Aarhus | . | S46 | . | T041 | 0.42 | 202.5976
DK_CA_Aarhus | . | S46 | . | T042 | 0.42 | 202.5976
DK_CA_Aarhus | . | S46 | . | T043 | 0.42 | 202.5976
DK_CA_Aarhus | . | S46 | . | T044 | 0.42 | 202.5976
DK_CA_Aarhus | . | S46 | . | T045 | 0.42 | 202.5976
DK_CA_Aarhus | . | S46 | . | T046 | 0.42 | 202.5976
DK_CA_Aarhus | . | S46 | . | T047 | 0.42 | 202.5976
DK_CA_Aarhus | . | S46 | . | T048 | 0.42 | 202.5976
DK_CA_Aarhus | . | S46 | . | T049 | 0.42 | 202.5976
DK_CA_Aarhus | . | S46 | . | T050 | 0.42 | 202.5976
DK_CA_Aarhus | . | S46 | . | T051 | 0.42 | 202.5976
DK_CA_Aarhus | . | S46 | . | T052 | 0.42 | 202.5976
DK_CA_Aarhus | . | S46 | . | T053 | 0.42 | 202.5976
DK_CA_Aarhus | . | S46 | . | T054 | 0.42 | 202.5976
DK_CA_Aarhus | . | S46 | . | T055 | 0.42 | 202.5976
DK_CA_Aarhus | . | S46 | . | T056 | 0.42 | 202.5976
DK_CA_Aarhus | . | S46 | . | T057 | 0.42 | 202.5976
DK_CA_Aarhus | . | S46 | . | T058 | 0.3 | 144.7126
DK_CA_Aarhus | . | S46 | . | T059 | 0.19 | 91.6513
DK_CA_Aarhus | . | S46 | . | T060 | 0.19 | 91.6513
DK_CA_Aarhus | . | S46 | . | T061 | 0.12 | 57.885
DK_CA_Aarhus | . | S46 | . | T062 | 0.06 | 28.9425
DK_CA_Aarhus | . | S46 | . | T063 | 0.06 | 28.9425
DK_CA_Aarhus | . | S46 | . | T064 | 0.12 | 57.885
DK_CA_Aarhus | . | S46 | . | T065 | 0.19 | 91.6513
DK_CA_Aarhus | . | S46 | . | T066 | 0.19 | 91.6513
DK_CA_Aarhus | . | S46 | . | T067 | 0.3 | 144.7126
DK_CA_Aarhus | . | S46 | . | T068 | 0.42 | 202.5976
DK_CA_Aarhus | . | S46 | . | T069 | 0.42 | 202.5976
DK_CA_Aarhus | . | S46 | . | T070 | 0.57 | 274.954
DK_CA_Aarhus | . | S46 | . | T071 | 0.42 | 202.5976
DK_CA_Aarhus | . | S46 | . | T072 | 0.42 | 202.5976
DK_CA_Aarhus | . | S46 | . | T073 | 0.57 | 274.954
DK_CA_Aarhus | . | S46 | . | T074 | 0.3 | 144.7126
DK_CA_Aarhus | . | S46 | . | T075 | 0.3 | 144.7126
DK_CA_Aarhus | . | S46 | . | T076 | 0.57 | 274.954
DK_CA_Aarhus | . | S46 | . | T077 | 0.57 | 274.954
DK_CA_Aarhus | . | S46 | . | T078 | 0.57 | 274.954
DK_CA_Aarhus | . | S46 | . | T079 | 0.42 | 202.5976
DK_CA_Aarhus | . | S46 | . | T080 | 0.42 | 202.5976
DK_CA_Aarhus | . | S46 | . | T081 | 0.42 | 202.5976
DK_CA_Aarhus | . | S46 | . | T082 | 0.42 | 202.5976
DK_CA_Aarhus | . | S46 | . | T083 | 0.3 | 144.7126
DK_CA_Aarhus | . | S46 | . | T084 | 0.19 | 91.6513
DK_CA_Aarhus | . | S46 | . | T085 | 0.06 | 28.9425
DK_CA_Aarhus | . | S46 | . | T086 | 0.03 | 14.4713
DK_CA_Aarhus | . | S46 | . | T087 | 0 | 0
DK_CA_Aarhus | . | S46 | . | T088 | 0 | 0
DK_CA_Aarhus | . | S46 | . | T089 | 0 | 0
DK_CA_Aarhus | . | S46 | . | T090 | 0 | 0
DK_CA_Aarhus | . | S46 | . | T091 | 0 | 0
DK_CA_Aarhus | . | S46 | . | T092 | 0 | 0
DK_CA_Aarhus | . | S46 | . | T093 | 0.06 | 28.9425
DK_CA_Aarhus | . | S46 | . | T094 | 0.3 | 144.7126
DK_CA_Aarhus | . | S46 | . | T095 | 0.57 | 274.954
DK_CA_Aarhus | . | S46 | . | T096 | 0.72 | 347.3103
DK_CA_Aarhus | . | S46 | . | T097 | 0.85 | 410.0191
DK_CA_Aarhus | . | S46 | . | T098 | 0.85 | 410.0191
DK_CA_Aarhus | . | S46 | . | T099 | 0.95 | 458.2566
DK_CA_Aarhus | . | S46 | . | T100 | 0.95 | 458.2566
DK_CA_Aarhus | . | S46 | . | T101 | 0.99 | 477.5516
DK_CA_Aarhus | . | S46 | . | T102 | 1 | 482.3754
DK_CA_Aarhus | . | S46 | . | T103 | 1 | 482.3754
DK_CA_Aarhus | . | S46 | . | T104 | 1 | 482.3754
DK_CA_Aarhus | . | S46 | . | T105 | 1 | 482.3754
DK_CA_Aarhus | . | S46 | . | T106 | 1 | 482.3754
DK_CA_Aarhus | . | S46 | . | T107 | 1 | 482.3754
DK_CA_Aarhus | . | S46 | . | T108 | 1 | 482.3754
DK_CA_Aarhus | . | S46 | . | T109 | 1 | 482.3754
DK_CA_Aarhus | . | S46 | . | T110 | 1 | 482.3754
DK_CA_Aarhus | . | S46 | . | T111 | 1 | 482.3754
DK_CA_Aarhus | . | S46 | . | T112 | 1 | 482.3754
DK_CA_Aarhus | . | S46 | . | T113 | 1 | 482.3754
DK_CA_Aarhus | . | S46 | . | T114 | 1 | 482.3754
DK_CA_Aarhus | . | S46 | . | T115 | 0.99 | 477.5516
DK_CA_Aarhus | . | S46 | . | T116 | 0.99 | 477.5516
DK_CA_Aarhus | . | S46 | . | T117 | 0.95 | 458.2566
DK_CA_Aarhus | . | S46 | . | T118 | 0.95 | 458.2566
DK_CA_Aarhus | . | S46 | . | T119 | 0.85 | 410.0191
DK_CA_Aarhus | . | S46 | . | T120 | 0.72 | 347.3103
DK_CA_Aarhus | . | S46 | . | T121 | 0.72 | 347.3103
DK_CA_Aarhus | . | S46 | . | T122 | 0.57 | 274.954
DK_CA_Aarhus | . | S46 | . | T123 | 0.57 | 274.954
DK_CA_Aarhus | . | S46 | . | T124 | 0.57 | 274.954
DK_CA_Aarhus | . | S46 | . | T125 | 0.57 | 274.954
DK_CA_Aarhus | . | S46 | . | T126 | 0.42 | 202.5976
DK_CA_Aarhus | . | S46 | . | T127 | 0.42 | 202.5976
DK_CA_Aarhus | . | S46 | . | T128 | 0.3 | 144.7126
DK_CA_Aarhus | . | S46 | . | T129 | 0.19 | 91.6513
DK_CA_Aarhus | . | S46 | . | T130 | 0.12 | 57.885
DK_CA_Aarhus | . | S46 | . | T131 | 0.06 | 28.9425
DK_CA_Aarhus | . | S46 | . | T132 | 0.03 | 14.4713
DK_CA_Aarhus | . | S46 | . | T133 | 0.03 | 14.4713
DK_CA_Aarhus | . | S46 | . | T134 | 0.03 | 14.4713
DK_CA_Aarhus | . | S46 | . | T135 | 0.06 | 28.9425
DK_CA_Aarhus | . | S46 | . | T136 | 0.06 | 28.9425
DK_CA_Aarhus | . | S46 | . | T137 | 0.06 | 28.9425
DK_CA_Aarhus | . | S46 | . | T138 | 0.06 | 28.9425
DK_CA_Aarhus | . | S46 | . | T139 | 0.12 | 57.885
DK_CA_Aarhus | . | S46 | . | T140 | 0.12 | 57.885
DK_CA_Aarhus | . | S46 | . | T141 | 0.12 | 57.885
DK_CA_Aarhus | . | S46 | . | T142 | 0.19 | 91.6513
DK_CA_Aarhus | . | S46 | . | T143 | 0.19 | 91.6513
DK_CA_Aarhus | . | S46 | . | T144 | 0.19 | 91.6513
DK_CA_Aarhus | . | S46 | . | T145 | 0.3 | 144.7126
DK_CA_Aarhus | . | S46 | . | T146 | 0.3 | 144.7126
DK_CA_Aarhus | . | S46 | . | T147 | 0.3 | 144.7126
DK_CA_Aarhus | . | S46 | . | T148 | 0.3 | 144.7126
DK_CA_Aarhus | . | S46 | . | T149 | 0.3 | 144.7126
DK_CA_Aarhus | . | S46 | . | T150 | 0.3 | 144.7126
DK_CA_Aarhus | . | S46 | . | T151 | 0.57 | 274.954
DK_CA_Aarhus | . | S46 | . | T152 | 0.42 | 202.5976
DK_CA_Aarhus | . | S46 | . | T153 | 0.57 | 274.954
DK_CA_Aarhus | . | S46 | . | T154 | 0.57 | 274.954
DK_CA_Aarhus | . | S46 | . | T155 | 0.57 | 274.954
DK_CA_Aarhus | . | S46 | . | T156 | 0.57 | 274.954
DK_CA_Aarhus | . | S46 | . | T157 | 0.57 | 274.954
DK_CA_Aarhus | . | S46 | . | T158 | 0.57 | 274.954
DK_CA_Aarhus | . | S46 | . | T159 | 0.57 | 274.954
DK_CA_Aarhus | . | S46 | . | T160 | 0.57 | 274.954
DK_CA_Aarhus | . | S46 | . | T161 | 0.57 | 274.954
DK_CA_Aarhus | . | S46 | . | T162 | 0.42 | 202.5976
DK_CA_Aarhus | . | S46 | . | T163 | 0.42 | 202.5976
DK_CA_Aarhus | . | S46 | . | T164 | 0.42 | 202.5976
DK_CA_Aarhus | . | S46 | . | T165 | 0.42 | 202.5976
DK_CA_Aarhus | . | S46 | . | T166 | 0.42 | 202.5976
DK_CA_Aarhus | . | S46 | . | T167 | 0.42 | 202.5976
DK_CA_Aarhus | . | S46 | . | T168 | 0.57 | 274.954
DK_CA_Aarhus | . | S47 | . | T001 | 0.57 | 274.954
DK_CA_Aarhus | . | S47 | . | T002 | 0.42 | 202.5976
DK_CA_Aarhus | . | S47 | . | T003 | 0.42 | 202.5976
DK_CA_Aarhus | . | S47 | . | T004 | 0.57 | 274.954
DK_CA_Aarhus | . | S47 | . | T005 | 0.57 | 274.954
DK_CA_Aarhus | . | S47 | . | T006 | 0.57 | 274.954
DK_CA_Aarhus | . | S47 | . | T007 | 0.57 | 274.954
DK_CA_Aarhus | . | S47 | . | T008 | 0.42 | 202.5976
DK_CA_Aarhus | . | S47 | . | T009 | 0.42 | 202.5976
DK_CA_Aarhus | . | S47 | . | T010 | 0.42 | 202.5976
DK_CA_Aarhus | . | S47 | . | T011 | 0.42 | 202.5976
DK_CA_Aarhus | . | S47 | . | T012 | 0.3 | 144.7126
DK_CA_Aarhus | . | S47 | . | T013 | 0.42 | 202.5976
DK_CA_Aarhus | . | S47 | . | T014 | 0.42 | 202.5976
DK_CA_Aarhus | . | S47 | . | T015 | 0.57 | 274.954
DK_CA_Aarhus | . | S47 | . | T016 | 0.57 | 274.954
DK_CA_Aarhus | . | S47 | . | T017 | 0.57 | 274.954
DK_CA_Aarhus | . | S47 | . | T018 | 0.42 | 202.5976
DK_CA_Aarhus | . | S47 | . | T019 | 0.42 | 202.5976
DK_CA_Aarhus | . | S47 | . | T020 | 0.42 | 202.5976
DK_CA_Aarhus | . | S47 | . | T021 | 0.42 | 202.5976
DK_CA_Aarhus | . | S47 | . | T022 | 0.42 | 202.5976
DK_CA_Aarhus | . | S47 | . | T023 | 0.42 | 202.5976
DK_CA_Aarhus | . | S47 | . | T024 | 0.42 | 202.5976
DK_CA_Aarhus | . | S47 | . | T025 | 0.42 | 202.5976
DK_CA_Aarhus | . | S47 | . | T026 | 0.42 | 202.5976
DK_CA_Aarhus | . | S47 | . | T027 | 0.42 | 202.5976
DK_CA_Aarhus | . | S47 | . | T028 | 0.42 | 202.5976
DK_CA_Aarhus | . | S47 | . | T029 | 0.3 | 144.7126
DK_CA_Aarhus | . | S47 | . | T030 | 0.19 | 91.6513
DK_CA_Aarhus | . | S47 | . | T031 | 0.12 | 57.885
DK_CA_Aarhus | . | S47 | . | T032 | 0.42 | 202.5976
DK_CA_Aarhus | . | S47 | . | T033 | 0.3 | 144.7126
DK_CA_Aarhus | . | S47 | . | T034 | 0.3 | 144.7126
DK_CA_Aarhus | . | S47 | . | T035 | 0.3 | 144.7126
DK_CA_Aarhus | . | S47 | . | T036 | 0.19 | 91.6513
DK_CA_Aarhus | . | S47 | . | T037 | 0.06 | 28.9425
DK_CA_Aarhus | . | S47 | . | T038 | 0.06 | 28.9425
DK_CA_Aarhus | . | S47 | . | T039 | 0.03 | 14.4713
DK_CA_Aarhus | . | S47 | . | T040 | 0 | 0
DK_CA_Aarhus | . | S47 | . | T041 | 0 | 0
DK_CA_Aarhus | . | S47 | . | T042 | 0 | 0
DK_CA_Aarhus | . | S47 | . | T043 | 0 | 0
DK_CA_Aarhus | . | S47 | . | T044 | 0 | 0
DK_CA_Aarhus | . | S47 | . | T045 | 0 | 0
DK_CA_Aarhus | . | S47 | . | T046 | 0 | 0
DK_CA_Aarhus | . | S47 | . | T047 | 0.03 | 14.4713
DK_CA_Aarhus | . | S47 | . | T048 | 0.03 | 14.4713
DK_CA_Aarhus | . | S47 | . | T049 | 0.03 | 14.4713
DK_CA_Aarhus | . | S47 | . | T050 | 0.06 | 28.9425
DK_CA_Aarhus | . | S47 | . | T051 | 0.06 | 28.9425
DK_CA_Aarhus | . | S47 | . | T052 | 0.12 | 57.885
DK_CA_Aarhus | . | S47 | . | T053 | 0.12 | 57.885
DK_CA_Aarhus | . | S47 | . | T054 | 0.12 | 57.885
DK_CA_Aarhus | . | S47 | . | T055 | 0.12 | 57.885
DK_CA_Aarhus | . | S47 | . | T056 | 0.19 | 91.6513
DK_CA_Aarhus | . | S47 | . | T057 | 0.19 | 91.6513
DK_CA_Aarhus | . | S47 | . | T058 | 0.3 | 144.7126
DK_CA_Aarhus | . | S47 | . | T059 | 0.3 | 144.7126
DK_CA_Aarhus | . | S47 | . | T060 | 0.19 | 91.6513
DK_CA_Aarhus | . | S47 | . | T061 | 0.19 | 91.6513
DK_CA_Aarhus | . | S47 | . | T062 | 0.3 | 144.7126
DK_CA_Aarhus | . | S47 | . | T063 | 0.19 | 91.6513
DK_CA_Aarhus | . | S47 | . | T064 | 0.19 | 91.6513
DK_CA_Aarhus | . | S47 | . | T065 | 0.19 | 91.6513
DK_CA_Aarhus | . | S47 | . | T066 | 0.3 | 144.7126
DK_CA_Aarhus | . | S47 | . | T067 | 0.3 | 144.7126
DK_CA_Aarhus | . | S47 | . | T068 | 0.42 | 202.5976
DK_CA_Aarhus | . | S47 | . | T069 | 0.57 | 274.954
DK_CA_Aarhus | . | S47 | . | T070 | 0.72 | 347.3103
DK_CA_Aarhus | . | S47 | . | T071 | 0.72 | 347.3103
DK_CA_Aarhus | . | S47 | . | T072 | 0.72 | 347.3103
DK_CA_Aarhus | . | S47 | . | T073 | 0.72 | 347.3103
DK_CA_Aarhus | . | S47 | . | T074 | 0.72 | 347.3103
DK_CA_Aarhus | . | S47 | . | T075 | 0.72 | 347.3103
DK_CA_Aarhus | . | S47 | . | T076 | 0.72 | 347.3103
DK_CA_Aarhus | . | S47 | . | T077 | 0.72 | 347.3103
DK_CA_Aarhus | . | S47 | . | T078 | 0.72 | 347.3103
DK_CA_Aarhus | . | S47 | . | T079 | 0.85 | 410.0191
DK_CA_Aarhus | . | S47 | . | T080 | 0.95 | 458.2566
DK_CA_Aarhus | . | S47 | . | T081 | 0.99 | 477.5516
DK_CA_Aarhus | . | S47 | . | T082 | 1 | 482.3754
DK_CA_Aarhus | . | S47 | . | T083 | 1 | 482.3754
DK_CA_Aarhus | . | S47 | . | T084 | 1 | 482.3754
DK_CA_Aarhus | . | S47 | . | T085 | 1 | 482.3754
DK_CA_Aarhus | . | S47 | . | T086 | 1 | 482.3754
DK_CA_Aarhus | . | S47 | . | T087 | 1 | 482.3754
DK_CA_Aarhus | . | S47 | . | T088 | 1 | 482.3754
DK_CA_Aarhus | . | S47 | . | T089 | 0.99 | 477.5516
DK_CA_Aarhus | . | S47 | . | T090 | 0.99 | 477.5516
DK_CA_Aarhus | . | S47 | . | T091 | 0.95 | 458.2566
DK_CA_Aarhus | . | S47 | . | T092 | 0.72 | 347.3103
DK_CA_Aarhus | . | S47 | . | T093 | 0.72 | 347.3103
DK_CA_Aarhus | . | S47 | . | T094 | 0.72 | 347.3103
DK_CA_Aarhus | . | S47 | . | T095 | 0.72 | 347.3103
DK_CA_Aarhus | . | S47 | . | T096 | 0.85 | 410.0191
DK_CA_Aarhus | . | S47 | . | T097 | 0.95 | 458.2566
DK_CA_Aarhus | . | S47 | . | T098 | 0.95 | 458.2566
DK_CA_Aarhus | . | S47 | . | T099 | 0.99 | 477.5516
DK_CA_Aarhus | . | S47 | . | T100 | 0.95 | 458.2566
DK_CA_Aarhus | . | S47 | . | T101 | 0.95 | 458.2566
DK_CA_Aarhus | . | S47 | . | T102 | 0.85 | 410.0191
DK_CA_Aarhus | . | S47 | . | T103 | 0.72 | 347.3103
DK_CA_Aarhus | . | S47 | . | T104 | 0.57 | 274.954
DK_CA_Aarhus | . | S47 | . | T105 | 0.42 | 202.5976
DK_CA_Aarhus | . | S47 | . | T106 | 0.42 | 202.5976
DK_CA_Aarhus | . | S47 | . | T107 | 0.57 | 274.954
DK_CA_Aarhus | . | S47 | . | T108 | 0.72 | 347.3103
DK_CA_Aarhus | . | S47 | . | T109 | 0.85 | 410.0191
DK_CA_Aarhus | . | S47 | . | T110 | 0.95 | 458.2566
DK_CA_Aarhus | . | S47 | . | T111 | 0.99 | 477.5516
DK_CA_Aarhus | . | S47 | . | T112 | 0.95 | 458.2566
DK_CA_Aarhus | . | S47 | . | T113 | 0.85 | 410.0191
DK_CA_Aarhus | . | S47 | . | T114 | 0.85 | 410.0191
DK_CA_Aarhus | . | S47 | . | T115 | 0.85 | 410.0191
DK_CA_Aarhus | . | S47 | . | T116 | 0.85 | 410.0191
DK_CA_Aarhus | . | S47 | . | T117 | 0.85 | 410.0191
DK_CA_Aarhus | . | S47 | . | T118 | 0.85 | 410.0191
DK_CA_Aarhus | . | S47 | . | T119 | 0.85 | 410.0191
DK_CA_Aarhus | . | S47 | . | T120 | 0.72 | 347.3103
DK_CA_Aarhus | . | S47 | . | T121 | 0.72 | 347.3103
DK_CA_Aarhus | . | S47 | . | T122 | 0.72 | 347.3103
DK_CA_Aarhus | . | S47 | . | T123 | 0.72 | 347.3103
DK_CA_Aarhus | . | S47 | . | T124 | 0.57 | 274.954
DK_CA_Aarhus | . | S47 | . | T125 | 0.57 | 274.954
DK_CA_Aarhus | . | S47 | . | T126 | 0.57 | 274.954
DK_CA_Aarhus | . | S47 | . | T127 | 0.57 | 274.954
DK_CA_Aarhus | . | S47 | . | T128 | 0.57 | 274.954
DK_CA_Aarhus | . | S47 | . | T129 | 0.57 | 274.954
DK_CA_Aarhus | . | S47 | . | T130 | 0.57 | 274.954
DK_CA_Aarhus | . | S47 | . | T131 | 0.42 | 202.5976
DK_CA_Aarhus | . | S47 | . | T132 | 0.3 | 144.7126
DK_CA_Aarhus | . | S47 | . | T133 | 0.19 | 91.6513
DK_CA_Aarhus | . | S47 | . | T134 | 0.19 | 91.6513
DK_CA_Aarhus | . | S47 | . | T135 | 0.19 | 91.6513
DK_CA_Aarhus | . | S47 | . | T136 | 0.19 | 91.6513
DK_CA_Aarhus | . | S47 | . | T137 | 0.19 | 91.6513
DK_CA_Aarhus | . | S47 | . | T138 | 0.12 | 57.885
DK_CA_Aarhus | . | S47 | . | T139 | 0.06 | 28.9425
DK_CA_Aarhus | . | S47 | . | T140 | 0.03 | 14.4713
DK_CA_Aarhus | . | S47 | . | T141 | 0 | 0
DK_CA_Aarhus | . | S47 | . | T142 | 0 | 0
DK_CA_Aarhus | . | S47 | . | T143 | 0 | 0
DK_CA_Aarhus | . | S47 | . | T144 | 0 | 0
DK_CA_Aarhus | . | S47 | . | T145 | 0 | 0
DK_CA_Aarhus | . | S47 | . | T146 | 0 | 0
DK_CA_Aarhus | . | S47 | . | T147 | 0 | 0
DK_CA_Aarhus | . | S47 | . | T148 | 0 | 0
DK_CA_Aarhus | . | S47 | . | T149 | 0 | 0
DK_CA_Aarhus | . | S47 | . | T150 | 0 | 0
DK_CA_Aarhus | . | S47 | . | T151 | 0 | 0
DK_CA_Aarhus | . | S47 | . | T152 | 0 | 0
DK_CA_Aarhus | . | S47 | . | T153 | 0 | 0
DK_CA_Aarhus | . | S47 | . | T154 | 0.03 | 14.4713
DK_CA_Aarhus | . | S47 | . | T155 | 0.06 | 28.9425
DK_CA_Aarhus | . | S47 | . | T156 | 0.19 | 91.6513
DK_CA_Aarhus | . | S47 | . | T157 | 0.19 | 91.6513
DK_CA_Aarhus | . | S47 | . | T158 | 0.19 | 91.6513
DK_CA_Aarhus | . | S47 | . | T159 | 0.19 | 91.6513
DK_CA_Aarhus | . | S47 | . | T160 | 0.3 | 144.7126
DK_CA_Aarhus | . | S47 | . | T161 | 0.3 | 144.7126
DK_CA_Aarhus | . | S47 | . | T162 | 0.3 | 144.7126
DK_CA_Aarhus | . | S47 | . | T163 | 0.42 | 202.5976
DK_CA_Aarhus | . | S47 | . | T164 | 0.42 | 202.5976
DK_CA_Aarhus | . | S47 | . | T165 | 0.42 | 202.5976
DK_CA_Aarhus | . | S47 | . | T166 | 0.3 | 144.7126
DK_CA_Aarhus | . | S47 | . | T167 | 0.42 | 202.5976
DK_CA_Aarhus | . | S47 | . | T168 | 0.42 | 202.5976
DK_CA_Aarhus | . | S48 | . | T001 | 0.42 | 202.5976
DK_CA_Aarhus | . | S48 | . | T002 | 0.3 | 144.7126
DK_CA_Aarhus | . | S48 | . | T003 | 0.3 | 144.7126
DK_CA_Aarhus | . | S48 | . | T004 | 0.3 | 144.7126
DK_CA_Aarhus | . | S48 | . | T005 | 0.19 | 91.6513
DK_CA_Aarhus | . | S48 | . | T006 | 0.19 | 91.6513
DK_CA_Aarhus | . | S48 | . | T007 | 0.19 | 91.6513
DK_CA_Aarhus | . | S48 | . | T008 | 0.19 | 91.6513
DK_CA_Aarhus | . | S48 | . | T009 | 0.19 | 91.6513
DK_CA_Aarhus | . | S48 | . | T010 | 0.19 | 91.6513
DK_CA_Aarhus | . | S48 | . | T011 | 0.19 | 91.6513
DK_CA_Aarhus | . | S48 | . | T012 | 0.19 | 91.6513
DK_CA_Aarhus | . | S48 | . | T013 | 0.19 | 91.6513
DK_CA_Aarhus | . | S48 | . | T014 | 0.19 | 91.6513
DK_CA_Aarhus | . | S48 | . | T015 | 0.3 | 144.7126
DK_CA_Aarhus | . | S48 | . | T016 | 0.3 | 144.7126
DK_CA_Aarhus | . | S48 | . | T017 | 0.42 | 202.5976
DK_CA_Aarhus | . | S48 | . | T018 | 0.42 | 202.5976
DK_CA_Aarhus | . | S48 | . | T019 | 0.42 | 202.5976
DK_CA_Aarhus | . | S48 | . | T020 | 0.42 | 202.5976
DK_CA_Aarhus | . | S48 | . | T021 | 0.42 | 202.5976
DK_CA_Aarhus | . | S48 | . | T022 | 0.42 | 202.5976
DK_CA_Aarhus | . | S48 | . | T023 | 0.42 | 202.5976
DK_CA_Aarhus | . | S48 | . | T024 | 0.42 | 202.5976
DK_CA_Aarhus | . | S48 | . | T025 | 0.3 | 144.7126
DK_CA_Aarhus | . | S48 | . | T026 | 0.3 | 144.7126
DK_CA_Aarhus | . | S48 | . | T027 | 0.3 | 144.7126
DK_CA_Aarhus | . | S48 | . | T028 | 0.3 | 144.7126
DK_CA_Aarhus | . | S48 | . | T029 | 0.3 | 144.7126
DK_CA_Aarhus | . | S48 | . | T030 | 0.42 | 202.5976
DK_CA_Aarhus | . | S48 | . | T031 | 0.3 | 144.7126
DK_CA_Aarhus | . | S48 | . | T032 | 0.3 | 144.7126
DK_CA_Aarhus | . | S48 | . | T033 | 0.3 | 144.7126
DK_CA_Aarhus | . | S48 | . | T034 | 0.19 | 91.6513
DK_CA_Aarhus | . | S48 | . | T035 | 0.19 | 91.6513
DK_CA_Aarhus | . | S48 | . | T036 | 0.12 | 57.885
DK_CA_Aarhus | . | S48 | . | T037 | 0.12 | 57.885
DK_CA_Aarhus | . | S48 | . | T038 | 0.12 | 57.885
DK_CA_Aarhus | . | S48 | . | T039 | 0.12 | 57.885
DK_CA_Aarhus | . | S48 | . | T040 | 0.12 | 57.885
DK_CA_Aarhus | . | S48 | . | T041 | 0.12 | 57.885
DK_CA_Aarhus | . | S48 | . | T042 | 0.12 | 57.885
DK_CA_Aarhus | . | S48 | . | T043 | 0.12 | 57.885
DK_CA_Aarhus | . | S48 | . | T044 | 0.12 | 57.885
DK_CA_Aarhus | . | S48 | . | T045 | 0.12 | 57.885
DK_CA_Aarhus | . | S48 | . | T046 | 0.06 | 28.9425
DK_CA_Aarhus | . | S48 | . | T047 | 0.06 | 28.9425
DK_CA_Aarhus | . | S48 | . | T048 | 0.03 | 14.4713
DK_CA_Aarhus | . | S48 | . | T049 | 0.03 | 14.4713
DK_CA_Aarhus | . | S48 | . | T050 | 0.03 | 14.4713
DK_CA_Aarhus | . | S48 | . | T051 | 0 | 0
DK_CA_Aarhus | . | S48 | . | T052 | 0.03 | 14.4713
DK_CA_Aarhus | . | S48 | . | T053 | 0.03 | 14.4713
DK_CA_Aarhus | . | S48 | . | T054 | 0.06 | 28.9425
DK_CA_Aarhus | . | S48 | . | T055 | 0.12 | 57.885
DK_CA_Aarhus | . | S48 | . | T056 | 0.19 | 91.6513
DK_CA_Aarhus | . | S48 | . | T057 | 0.3 | 144.7126
DK_CA_Aarhus | . | S48 | . | T058 | 0.42 | 202.5976
DK_CA_Aarhus | . | S48 | . | T059 | 0.57 | 274.954
DK_CA_Aarhus | . | S48 | . | T060 | 0.57 | 274.954
DK_CA_Aarhus | . | S48 | . | T061 | 0.42 | 202.5976
DK_CA_Aarhus | . | S48 | . | T062 | 0.42 | 202.5976
DK_CA_Aarhus | . | S48 | . | T063 | 0.42 | 202.5976
DK_CA_Aarhus | . | S48 | . | T064 | 0.57 | 274.954
DK_CA_Aarhus | . | S48 | . | T065 | 0.57 | 274.954
DK_CA_Aarhus | . | S48 | . | T066 | 0.72 | 347.3103
DK_CA_Aarhus | . | S48 | . | T067 | 0.72 | 347.3103
DK_CA_Aarhus | . | S48 | . | T068 | 0.72 | 347.3103
DK_CA_Aarhus | . | S48 | . | T069 | 0.72 | 347.3103
DK_CA_Aarhus | . | S48 | . | T070 | 0.85 | 410.0191
DK_CA_Aarhus | . | S48 | . | T071 | 0.85 | 410.0191
DK_CA_Aarhus | . | S48 | . | T072 | 0.95 | 458.2566
DK_CA_Aarhus | . | S48 | . | T073 | 0.95 | 458.2566
DK_CA_Aarhus | . | S48 | . | T074 | 0.85 | 410.0191
DK_CA_Aarhus | . | S48 | . | T075 | 0.85 | 410.0191
DK_CA_Aarhus | . | S48 | . | T076 | 0.72 | 347.3103
DK_CA_Aarhus | . | S48 | . | T077 | 0.57 | 274.954
DK_CA_Aarhus | . | S48 | . | T078 | 0.3 | 144.7126
DK_CA_Aarhus | . | S48 | . | T079 | 0.42 | 202.5976
DK_CA_Aarhus | . | S48 | . | T080 | 0.57 | 274.954
DK_CA_Aarhus | . | S48 | . | T081 | 0.57 | 274.954
DK_CA_Aarhus | . | S48 | . | T082 | 0.57 | 274.954
DK_CA_Aarhus | . | S48 | . | T083 | 0.57 | 274.954
DK_CA_Aarhus | . | S48 | . | T084 | 0.42 | 202.5976
DK_CA_Aarhus | . | S48 | . | T085 | 0.42 | 202.5976
DK_CA_Aarhus | . | S48 | . | T086 | 0.3 | 144.7126
DK_CA_Aarhus | . | S48 | . | T087 | 0.3 | 144.7126
DK_CA_Aarhus | . | S48 | . | T088 | 0.3 | 144.7126
DK_CA_Aarhus | . | S48 | . | T089 | 0.3 | 144.7126
DK_CA_Aarhus | . | S48 | . | T090 | 0.42 | 202.5976
DK_CA_Aarhus | . | S48 | . | T091 | 0.42 | 202.5976
DK_CA_Aarhus | . | S48 | . | T092 | 0.42 | 202.5976
DK_CA_Aarhus | . | S48 | . | T093 | 0.42 | 202.5976
DK_CA_Aarhus | . | S48 | . | T094 | 0.42 | 202.5976
DK_CA_Aarhus | . | S48 | . | T095 | 0.42 | 202.5976
DK_CA_Aarhus | . | S48 | . | T096 | 0.3 | 144.7126
DK_CA_Aarhus | . | S48 | . | T097 | 0.19 | 91.6513
DK_CA_Aarhus | . | S48 | . | T098 | 0.06 | 28.9425
DK_CA_Aarhus | . | S48 | . | T099 | 0.03 | 14.4713
DK_CA_Aarhus | . | S48 | . | T100 | 0 | 0
DK_CA_Aarhus | . | S48 | . | T101 | 0 | 0
DK_CA_Aarhus | . | S48 | . | T102 | 0.03 | 14.4713
DK_CA_Aarhus | . | S48 | . | T103 | 0.12 | 57.885
DK_CA_Aarhus | . | S48 | . | T104 | 0.3 | 144.7126
DK_CA_Aarhus | . | S48 | . | T105 | 0.42 | 202.5976
DK_CA_Aarhus | . | S48 | . | T106 | 0.57 | 274.954
DK_CA_Aarhus | . | S48 | . | T107 | 0.57 | 274.954
DK_CA_Aarhus | . | S48 | . | T108 | 0.72 | 347.3103
DK_CA_Aarhus | . | S48 | . | T109 | 0.72 | 347.3103
DK_CA_Aarhus | . | S48 | . | T110 | 0.72 | 347.3103
DK_CA_Aarhus | . | S48 | . | T111 | 0.72 | 347.3103
DK_CA_Aarhus | . | S48 | . | T112 | 0.72 | 347.3103
DK_CA_Aarhus | . | S48 | . | T113 | 0.57 | 274.954
DK_CA_Aarhus | . | S48 | . | T114 | 0.57 | 274.954
DK_CA_Aarhus | . | S48 | . | T115 | 0.57 | 274.954
DK_CA_Aarhus | . | S48 | . | T116 | 0.57 | 274.954
DK_CA_Aarhus | . | S48 | . | T117 | 0.57 | 274.954
DK_CA_Aarhus | . | S48 | . | T118 | 0.57 | 274.954
DK_CA_Aarhus | . | S48 | . | T119 | 0.72 | 347.3103
DK_CA_Aarhus | . | S48 | . | T120 | 0.72 | 347.3103
DK_CA_Aarhus | . | S48 | . | T121 | 0.72 | 347.3103
DK_CA_Aarhus | . | S48 | . | T122 | 0.72 | 347.3103
DK_CA_Aarhus | . | S48 | . | T123 | 0.72 | 347.3103
DK_CA_Aarhus | . | S48 | . | T124 | 0.72 | 347.3103
DK_CA_Aarhus | . | S48 | . | T125 | 0.72 | 347.3103
DK_CA_Aarhus | . | S48 | . | T126 | 0.72 | 347.3103
DK_CA_Aarhus | . | S48 | . | T127 | 0.72 | 347.3103
DK_CA_Aarhus | . | S48 | . | T128 | 0.72 | 347.3103
DK_CA_Aarhus | . | S48 | . | T129 | 0.72 | 347.3103
DK_CA_Aarhus | . | S48 | . | T130 | 0.72 | 347.3103
DK_CA_Aarhus | . | S48 | . | T131 | 0.85 | 410.0191
DK_CA_Aarhus | . | S48 | . | T132 | 0.85 | 410.0191
DK_CA_Aarhus | . | S48 | . | T133 | 0.95 | 458.2566
DK_CA_Aarhus | . | S48 | . | T134 | 0.95 | 458.2566
DK_CA_Aarhus | . | S48 | . | T135 | 0.95 | 458.2566
DK_CA_Aarhus | . | S48 | . | T136 | 0.99 | 477.5516
DK_CA_Aarhus | . | S48 | . | T137 | 0.99 | 477.5516
DK_CA_Aarhus | . | S48 | . | T138 | 0.99 | 477.5516
DK_CA_Aarhus | . | S48 | . | T139 | 0.99 | 477.5516
DK_CA_Aarhus | . | S48 | . | T140 | 1 | 482.3754
DK_CA_Aarhus | . | S48 | . | T141 | 1 | 482.3754
DK_CA_Aarhus | . | S48 | . | T142 | 1 | 482.3754
DK_CA_Aarhus | . | S48 | . | T143 | 1 | 482.3754
DK_CA_Aarhus | . | S48 | . | T144 | 1 | 482.3754
DK_CA_Aarhus | . | S48 | . | T145 | 1 | 482.3754
DK_CA_Aarhus | . | S48 | . | T146 | 1 | 482.3754
DK_CA_Aarhus | . | S48 | . | T147 | 1 | 482.3754
DK_CA_Aarhus | . | S48 | . | T148 | 1 | 482.3754
DK_CA_Aarhus | . | S48 | . | T149 | 0.99 | 477.5516
DK_CA_Aarhus | . | S48 | . | T150 | 0.99 | 477.5516
DK_CA_Aarhus | . | S48 | . | T151 | 0.99 | 477.5516
DK_CA_Aarhus | . | S48 | . | T152 | 0.99 | 477.5516
DK_CA_Aarhus | . | S48 | . | T153 | 0.99 | 477.5516
DK_CA_Aarhus | . | S48 | . | T154 | 0.95 | 458.2566
DK_CA_Aarhus | . | S48 | . | T155 | 0.95 | 458.2566
DK_CA_Aarhus | . | S48 | . | T156 | 0.95 | 458.2566
DK_CA_Aarhus | . | S48 | . | T157 | 0.95 | 458.2566
DK_CA_Aarhus | . | S48 | . | T158 | 0.95 | 458.2566
DK_CA_Aarhus | . | S48 | . | T159 | 0.95 | 458.2566
DK_CA_Aarhus | . | S48 | . | T160 | 0.95 | 458.2566
DK_CA_Aarhus | . | S48 | . | T161 | 0.95 | 458.2566
DK_CA_Aarhus | . | S48 | . | T162 | 0.95 | 458.2566
DK_CA_Aarhus | . | S48 | . | T163 | 0.85 | 410.0191
DK_CA_Aarhus | . | S48 | . | T164 | 0.85 | 410.0191
DK_CA_Aarhus | . | S48 | . | T165 | 0.72 | 347.3103
DK_CA_Aarhus | . | S48 | . | T166 | 0.57 | 274.954
DK_CA_Aarhus | . | S48 | . | T167 | 0.57 | 274.954
DK_CA_Aarhus | . | S48 | . | T168 | 0.42 | 202.5976
DK_CA_Aarhus | . | S49 | . | T001 | 0.3 | 144.7126
DK_CA_Aarhus | . | S49 | . | T002 | 0.3 | 144.7126
DK_CA_Aarhus | . | S49 | . | T003 | 0.42 | 202.5976
DK_CA_Aarhus | . | S49 | . | T004 | 0.3 | 144.7126
DK_CA_Aarhus | . | S49 | . | T005 | 0.3 | 144.7126
DK_CA_Aarhus | . | S49 | . | T006 | 0.3 | 144.7126
DK_CA_Aarhus | . | S49 | . | T007 | 0.3 | 144.7126
DK_CA_Aarhus | . | S49 | . | T008 | 0.19 | 91.6513
DK_CA_Aarhus | . | S49 | . | T009 | 0.19 | 91.6513
DK_CA_Aarhus | . | S49 | . | T010 | 0.19 | 91.6513
DK_CA_Aarhus | . | S49 | . | T011 | 0.19 | 91.6513
DK_CA_Aarhus | . | S49 | . | T012 | 0.12 | 57.885
DK_CA_Aarhus | . | S49 | . | T013 | 0.12 | 57.885
DK_CA_Aarhus | . | S49 | . | T014 | 0.12 | 57.885
DK_CA_Aarhus | . | S49 | . | T015 | 0.12 | 57.885
DK_CA_Aarhus | . | S49 | . | T016 | 0.06 | 28.9425
DK_CA_Aarhus | . | S49 | . | T017 | 0.06 | 28.9425
DK_CA_Aarhus | . | S49 | . | T018 | 0.06 | 28.9425
DK_CA_Aarhus | . | S49 | . | T019 | 0.06 | 28.9425
DK_CA_Aarhus | . | S49 | . | T020 | 0.06 | 28.9425
DK_CA_Aarhus | . | S49 | . | T021 | 0.03 | 14.4713
DK_CA_Aarhus | . | S49 | . | T022 | 0.03 | 14.4713
DK_CA_Aarhus | . | S49 | . | T023 | 0.03 | 14.4713
DK_CA_Aarhus | . | S49 | . | T024 | 0 | 0
DK_CA_Aarhus | . | S49 | . | T025 | 0 | 0
DK_CA_Aarhus | . | S49 | . | T026 | 0 | 0
DK_CA_Aarhus | . | S49 | . | T027 | 0 | 0
DK_CA_Aarhus | . | S49 | . | T028 | 0.03 | 14.4713
DK_CA_Aarhus | . | S49 | . | T029 | 0.03 | 14.4713
DK_CA_Aarhus | . | S49 | . | T030 | 0.06 | 28.9425
DK_CA_Aarhus | . | S49 | . | T031 | 0.06 | 28.9425
DK_CA_Aarhus | . | S49 | . | T032 | 0.06 | 28.9425
DK_CA_Aarhus | . | S49 | . | T033 | 0.06 | 28.9425
DK_CA_Aarhus | . | S49 | . | T034 | 0.06 | 28.9425
DK_CA_Aarhus | . | S49 | . | T035 | 0.06 | 28.9425
DK_CA_Aarhus | . | S49 | . | T036 | 0.06 | 28.9425
DK_CA_Aarhus | . | S49 | . | T037 | 0.12 | 57.885
DK_CA_Aarhus | . | S49 | . | T038 | 0.12 | 57.885
DK_CA_Aarhus | . | S49 | . | T039 | 0.12 | 57.885
DK_CA_Aarhus | . | S49 | . | T040 | 0.19 | 91.6513
DK_CA_Aarhus | . | S49 | . | T041 | 0.3 | 144.7126
DK_CA_Aarhus | . | S49 | . | T042 | 0.3 | 144.7126
DK_CA_Aarhus | . | S49 | . | T043 | 0.42 | 202.5976
DK_CA_Aarhus | . | S49 | . | T044 | 0.57 | 274.954
DK_CA_Aarhus | . | S49 | . | T045 | 0.57 | 274.954
DK_CA_Aarhus | . | S49 | . | T046 | 0.57 | 274.954
DK_CA_Aarhus | . | S49 | . | T047 | 0.57 | 274.954
DK_CA_Aarhus | . | S49 | . | T048 | 0.57 | 274.954
DK_CA_Aarhus | . | S49 | . | T049 | 0.72 | 347.3103
DK_CA_Aarhus | . | S49 | . | T050 | 0.72 | 347.3103
DK_CA_Aarhus | . | S49 | . | T051 | 0.72 | 347.3103
DK_CA_Aarhus | . | S49 | . | T052 | 0.85 | 410.0191
DK_CA_Aarhus | . | S49 | . | T053 | 0.85 | 410.0191
DK_CA_Aarhus | . | S49 | . | T054 | 0.85 | 410.0191
DK_CA_Aarhus | . | S49 | . | T055 | 0.85 | 410.0191
DK_CA_Aarhus | . | S49 | . | T056 | 0.85 | 410.0191
DK_CA_Aarhus | . | S49 | . | T057 | 0.95 | 458.2566
DK_CA_Aarhus | . | S49 | . | T058 | 0.95 | 458.2566
DK_CA_Aarhus | . | S49 | . | T059 | 0.95 | 458.2566
DK_CA_Aarhus | . | S49 | . | T060 | 0.95 | 458.2566
DK_CA_Aarhus | . | S49 | . | T061 | 0.95 | 458.2566
DK_CA_Aarhus | . | S49 | . | T062 | 0.85 | 410.0191
DK_CA_Aarhus | . | S49 | . | T063 | 0.85 | 410.0191
DK_CA_Aarhus | . | S49 | . | T064 | 0.72 | 347.3103
DK_CA_Aarhus | . | S49 | . | T065 | 0.72 | 347.3103
DK_CA_Aarhus | . | S49 | . | T066 | 0.72 | 347.3103
DK_CA_Aarhus | . | S49 | . | T067 | 0.57 | 274.954
DK_CA_Aarhus | . | S49 | . | T068 | 0.57 | 274.954
DK_CA_Aarhus | . | S49 | . | T069 | 0.42 | 202.5976
DK_CA_Aarhus | . | S49 | . | T070 | 0.3 | 144.7126
DK_CA_Aarhus | . | S49 | . | T071 | 0.19 | 91.6513
DK_CA_Aarhus | . | S49 | . | T072 | 0.19 | 91.6513
DK_CA_Aarhus | . | S49 | . | T073 | 0.12 | 57.885
DK_CA_Aarhus | . | S49 | . | T074 | 0.12 | 57.885
DK_CA_Aarhus | . | S49 | . | T075 | 0.12 | 57.885
DK_CA_Aarhus | . | S49 | . | T076 | 0.19 | 91.6513
DK_CA_Aarhus | . | S49 | . | T077 | 0.3 | 144.7126
DK_CA_Aarhus | . | S49 | . | T078 | 0.3 | 144.7126
DK_CA_Aarhus | . | S49 | . | T079 | 0.3 | 144.7126
DK_CA_Aarhus | . | S49 | . | T080 | 0.57 | 274.954
DK_CA_Aarhus | . | S49 | . | T081 | 0.57 | 274.954
DK_CA_Aarhus | . | S49 | . | T082 | 0.42 | 202.5976
DK_CA_Aarhus | . | S49 | . | T083 | 0.3 | 144.7126
DK_CA_Aarhus | . | S49 | . | T084 | 0.3 | 144.7126
DK_CA_Aarhus | . | S49 | . | T085 | 0.19 | 91.6513
DK_CA_Aarhus | . | S49 | . | T086 | 0.12 | 57.885
DK_CA_Aarhus | . | S49 | . | T087 | 0.06 | 28.9425
DK_CA_Aarhus | . | S49 | . | T088 | 0.03 | 14.4713
DK_CA_Aarhus | . | S49 | . | T089 | 0.03 | 14.4713
DK_CA_Aarhus | . | S49 | . | T090 | 0.06 | 28.9425
DK_CA_Aarhus | . | S49 | . | T091 | 0.12 | 57.885
DK_CA_Aarhus | . | S49 | . | T092 | 0.12 | 57.885
DK_CA_Aarhus | . | S49 | . | T093 | 0.12 | 57.885
DK_CA_Aarhus | . | S49 | . | T094 | 0.06 | 28.9425
DK_CA_Aarhus | . | S49 | . | T095 | 0.12 | 57.885
DK_CA_Aarhus | . | S49 | . | T096 | 0.12 | 57.885
DK_CA_Aarhus | . | S49 | . | T097 | 0.12 | 57.885
DK_CA_Aarhus | . | S49 | . | T098 | 0.12 | 57.885
DK_CA_Aarhus | . | S49 | . | T099 | 0.12 | 57.885
DK_CA_Aarhus | . | S49 | . | T100 | 0.19 | 91.6513
DK_CA_Aarhus | . | S49 | . | T101 | 0.19 | 91.6513
DK_CA_Aarhus | . | S49 | . | T102 | 0.3 | 144.7126
DK_CA_Aarhus | . | S49 | . | T103 | 0.3 | 144.7126
DK_CA_Aarhus | . | S49 | . | T104 | 0.3 | 144.7126
DK_CA_Aarhus | . | S49 | . | T105 | 0.3 | 144.7126
DK_CA_Aarhus | . | S49 | . | T106 | 0.3 | 144.7126
DK_CA_Aarhus | . | S49 | . | T107 | 0.3 | 144.7126
DK_CA_Aarhus | . | S49 | . | T108 | 0.3 | 144.7126
DK_CA_Aarhus | . | S49 | . | T109 | 0.3 | 144.7126
DK_CA_Aarhus | . | S49 | . | T110 | 0.19 | 91.6513
DK_CA_Aarhus | . | S49 | . | T111 | 0.3 | 144.7126
DK_CA_Aarhus | . | S49 | . | T112 | 0.3 | 144.7126
DK_CA_Aarhus | . | S49 | . | T113 | 0.3 | 144.7126
DK_CA_Aarhus | . | S49 | . | T114 | 0.42 | 202.5976
DK_CA_Aarhus | . | S49 | . | T115 | 0.42 | 202.5976
DK_CA_Aarhus | . | S49 | . | T116 | 0.42 | 202.5976
DK_CA_Aarhus | . | S49 | . | T117 | 0.42 | 202.5976
DK_CA_Aarhus | . | S49 | . | T118 | 0.42 | 202.5976
DK_CA_Aarhus | . | S49 | . | T119 | 0.3 | 144.7126
DK_CA_Aarhus | . | S49 | . | T120 | 0.3 | 144.7126
DK_CA_Aarhus | . | S49 | . | T121 | 0.19 | 91.6513
DK_CA_Aarhus | . | S49 | . | T122 | 0.19 | 91.6513
DK_CA_Aarhus | . | S49 | . | T123 | 0.12 | 57.885
DK_CA_Aarhus | . | S49 | . | T124 | 0.12 | 57.885
DK_CA_Aarhus | . | S49 | . | T125 | 0.06 | 28.9425
DK_CA_Aarhus | . | S49 | . | T126 | 0.06 | 28.9425
DK_CA_Aarhus | . | S49 | . | T127 | 0.03 | 14.4713
DK_CA_Aarhus | . | S49 | . | T128 | 0.03 | 14.4713
DK_CA_Aarhus | . | S49 | . | T129 | 0.03 | 14.4713
DK_CA_Aarhus | . | S49 | . | T130 | 0 | 0
DK_CA_Aarhus | . | S49 | . | T131 | 0 | 0
DK_CA_Aarhus | . | S49 | . | T132 | 0 | 0
DK_CA_Aarhus | . | S49 | . | T133 | 0 | 0
DK_CA_Aarhus | . | S49 | . | T134 | 0 | 0
DK_CA_Aarhus | . | S49 | . | T135 | 0 | 0
DK_CA_Aarhus | . | S49 | . | T136 | 0 | 0
DK_CA_Aarhus | . | S49 | . | T137 | 0 | 0
DK_CA_Aarhus | . | S49 | . | T138 | 0 | 0
DK_CA_Aarhus | . | S49 | . | T139 | 0 | 0
DK_CA_Aarhus | . | S49 | . | T140 | 0 | 0
DK_CA_Aarhus | . | S49 | . | T141 | 0.03 | 14.4713
DK_CA_Aarhus | . | S49 | . | T142 | 0.03 | 14.4713
DK_CA_Aarhus | . | S49 | . | T143 | 0.03 | 14.4713
DK_CA_Aarhus | . | S49 | . | T144 | 0.03 | 14.4713
DK_CA_Aarhus | . | S49 | . | T145 | 0.03 | 14.4713
DK_CA_Aarhus | . | S49 | . | T146 | 0.06 | 28.9425
DK_CA_Aarhus | . | S49 | . | T147 | 0.06 | 28.9425
DK_CA_Aarhus | . | S49 | . | T148 | 0.06 | 28.9425
DK_CA_Aarhus | . | S49 | . | T149 | 0.06 | 28.9425
DK_CA_Aarhus | . | S49 | . | T150 | 0.06 | 28.9425
DK_CA_Aarhus | . | S49 | . | T151 | 0.06 | 28.9425
DK_CA_Aarhus | . | S49 | . | T152 | 0.12 | 57.885
DK_CA_Aarhus | . | S49 | . | T153 | 0.12 | 57.885
DK_CA_Aarhus | . | S49 | . | T154 | 0.12 | 57.885
DK_CA_Aarhus | . | S49 | . | T155 | 0.19 | 91.6513
DK_CA_Aarhus | . | S49 | . | T156 | 0.19 | 91.6513
DK_CA_Aarhus | . | S49 | . | T157 | 0.19 | 91.6513
DK_CA_Aarhus | . | S49 | . | T158 | 0.19 | 91.6513
DK_CA_Aarhus | . | S49 | . | T159 | 0.19 | 91.6513
DK_CA_Aarhus | . | S49 | . | T160 | 0.19 | 91.6513
DK_CA_Aarhus | . | S49 | . | T161 | 0.19 | 91.6513
DK_CA_Aarhus | . | S49 | . | T162 | 0.19 | 91.6513
DK_CA_Aarhus | . | S49 | . | T163 | 0.3 | 144.7126
DK_CA_Aarhus | . | S49 | . | T164 | 0.3 | 144.7126
DK_CA_Aarhus | . | S49 | . | T165 | 0.3 | 144.7126
DK_CA_Aarhus | . | S49 | . | T166 | 0.3 | 144.7126
DK_CA_Aarhus | . | S49 | . | T167 | 0.3 | 144.7126
DK_CA_Aarhus | . | S49 | . | T168 | 0.3 | 144.7126
DK_CA_Aarhus | . | S50 | . | T001 | 0.3 | 144.7126
DK_CA_Aarhus | . | S50 | . | T002 | 0.3 | 144.7126
DK_CA_Aarhus | . | S50 | . | T003 | 0.3 | 144.7126
DK_CA_Aarhus | . | S50 | . | T004 | 0.3 | 144.7126
DK_CA_Aarhus | . | S50 | . | T005 | 0.3 | 144.7126
DK_CA_Aarhus | . | S50 | . | T006 | 0.3 | 144.7126
DK_CA_Aarhus | . | S50 | . | T007 | 0.3 | 144.7126
DK_CA_Aarhus | . | S50 | . | T008 | 0.42 | 202.5976
DK_CA_Aarhus | . | S50 | . | T009 | 0.3 | 144.7126
DK_CA_Aarhus | . | S50 | . | T010 | 0.42 | 202.5976
DK_CA_Aarhus | . | S50 | . | T011 | 0.42 | 202.5976
DK_CA_Aarhus | . | S50 | . | T012 | 0.42 | 202.5976
DK_CA_Aarhus | . | S50 | . | T013 | 0.42 | 202.5976
DK_CA_Aarhus | . | S50 | . | T014 | 0.42 | 202.5976
DK_CA_Aarhus | . | S50 | . | T015 | 0.57 | 274.954
DK_CA_Aarhus | . | S50 | . | T016 | 0.57 | 274.954
DK_CA_Aarhus | . | S50 | . | T017 | 0.42 | 202.5976
DK_CA_Aarhus | . | S50 | . | T018 | 0.42 | 202.5976
DK_CA_Aarhus | . | S50 | . | T019 | 0.42 | 202.5976
DK_CA_Aarhus | . | S50 | . | T020 | 0.57 | 274.954
DK_CA_Aarhus | . | S50 | . | T021 | 0.57 | 274.954
DK_CA_Aarhus | . | S50 | . | T022 | 0.57 | 274.954
DK_CA_Aarhus | . | S50 | . | T023 | 0.57 | 274.954
DK_CA_Aarhus | . | S50 | . | T024 | 0.57 | 274.954
DK_CA_Aarhus | . | S50 | . | T025 | 0.57 | 274.954
DK_CA_Aarhus | . | S50 | . | T026 | 0.42 | 202.5976
DK_CA_Aarhus | . | S50 | . | T027 | 0.42 | 202.5976
DK_CA_Aarhus | . | S50 | . | T028 | 0.3 | 144.7126
DK_CA_Aarhus | . | S50 | . | T029 | 0.19 | 91.6513
DK_CA_Aarhus | . | S50 | . | T030 | 0.19 | 91.6513
DK_CA_Aarhus | . | S50 | . | T031 | 0.12 | 57.885
DK_CA_Aarhus | . | S50 | . | T032 | 0.06 | 28.9425
DK_CA_Aarhus | . | S50 | . | T033 | 0.03 | 14.4713
DK_CA_Aarhus | . | S50 | . | T034 | 0.03 | 14.4713
DK_CA_Aarhus | . | S50 | . | T035 | 0.03 | 14.4713
DK_CA_Aarhus | . | S50 | . | T036 | 0.03 | 14.4713
DK_CA_Aarhus | . | S50 | . | T037 | 0.03 | 14.4713
DK_CA_Aarhus | . | S50 | . | T038 | 0.03 | 14.4713
DK_CA_Aarhus | . | S50 | . | T039 | 0.03 | 14.4713
DK_CA_Aarhus | . | S50 | . | T040 | 0.03 | 14.4713
DK_CA_Aarhus | . | S50 | . | T041 | 0.03 | 14.4713
DK_CA_Aarhus | . | S50 | . | T042 | 0.03 | 14.4713
DK_CA_Aarhus | . | S50 | . | T043 | 0.03 | 14.4713
DK_CA_Aarhus | . | S50 | . | T044 | 0.03 | 14.4713
DK_CA_Aarhus | . | S50 | . | T045 | 0 | 0
DK_CA_Aarhus | . | S50 | . | T046 | 0 | 0
DK_CA_Aarhus | . | S50 | . | T047 | 0 | 0
DK_CA_Aarhus | . | S50 | . | T048 | 0 | 0
DK_CA_Aarhus | . | S50 | . | T049 | 0.03 | 14.4713
DK_CA_Aarhus | . | S50 | . | T050 | 0.03 | 14.4713
DK_CA_Aarhus | . | S50 | . | T051 | 0.03 | 14.4713
DK_CA_Aarhus | . | S50 | . | T052 | 0.03 | 14.4713
DK_CA_Aarhus | . | S50 | . | T053 | 0 | 0
DK_CA_Aarhus | . | S50 | . | T054 | 0 | 0
DK_CA_Aarhus | . | S50 | . | T055 | 0 | 0
DK_CA_Aarhus | . | S50 | . | T056 | 0.06 | 28.9425
DK_CA_Aarhus | . | S50 | . | T057 | 0.06 | 28.9425
DK_CA_Aarhus | . | S50 | . | T058 | 0.03 | 14.4713
DK_CA_Aarhus | . | S50 | . | T059 | 0.03 | 14.4713
DK_CA_Aarhus | . | S50 | . | T060 | 0.03 | 14.4713
DK_CA_Aarhus | . | S50 | . | T061 | 0.03 | 14.4713
DK_CA_Aarhus | . | S50 | . | T062 | 0.03 | 14.4713
DK_CA_Aarhus | . | S50 | . | T063 | 0.03 | 14.4713
DK_CA_Aarhus | . | S50 | . | T064 | 0.03 | 14.4713
DK_CA_Aarhus | . | S50 | . | T065 | 0.06 | 28.9425
DK_CA_Aarhus | . | S50 | . | T066 | 0.06 | 28.9425
DK_CA_Aarhus | . | S50 | . | T067 | 0.03 | 14.4713
DK_CA_Aarhus | . | S50 | . | T068 | 0.03 | 14.4713
DK_CA_Aarhus | . | S50 | . | T069 | 0.03 | 14.4713
DK_CA_Aarhus | . | S50 | . | T070 | 0.06 | 28.9425
DK_CA_Aarhus | . | S50 | . | T071 | 0.06 | 28.9425
DK_CA_Aarhus | . | S50 | . | T072 | 0.06 | 28.9425
DK_CA_Aarhus | . | S50 | . | T073 | 0.12 | 57.885
DK_CA_Aarhus | . | S50 | . | T074 | 0.12 | 57.885
DK_CA_Aarhus | . | S50 | . | T075 | 0.19 | 91.6513
DK_CA_Aarhus | . | S50 | . | T076 | 0.19 | 91.6513
DK_CA_Aarhus | . | S50 | . | T077 | 0.19 | 91.6513
DK_CA_Aarhus | . | S50 | . | T078 | 0.19 | 91.6513
DK_CA_Aarhus | . | S50 | . | T079 | 0.19 | 91.6513
DK_CA_Aarhus | . | S50 | . | T080 | 0.19 | 91.6513
DK_CA_Aarhus | . | S50 | . | T081 | 0.19 | 91.6513
DK_CA_Aarhus | . | S50 | . | T082 | 0.12 | 57.885
DK_CA_Aarhus | . | S50 | . | T083 | 0.12 | 57.885
DK_CA_Aarhus | . | S50 | . | T084 | 0.12 | 57.885
DK_CA_Aarhus | . | S50 | . | T085 | 0.12 | 57.885
DK_CA_Aarhus | . | S50 | . | T086 | 0.12 | 57.885
DK_CA_Aarhus | . | S50 | . | T087 | 0.06 | 28.9425
DK_CA_Aarhus | . | S50 | . | T088 | 0.06 | 28.9425
DK_CA_Aarhus | . | S50 | . | T089 | 0.06 | 28.9425
DK_CA_Aarhus | . | S50 | . | T090 | 0.03 | 14.4713
DK_CA_Aarhus | . | S50 | . | T091 | 0.03 | 14.4713
DK_CA_Aarhus | . | S50 | . | T092 | 0.03 | 14.4713
DK_CA_Aarhus | . | S50 | . | T093 | 0.03 | 14.4713
DK_CA_Aarhus | . | S50 | . | T094 | 0.03 | 14.4713
DK_CA_Aarhus | . | S50 | . | T095 | 0.03 | 14.4713
DK_CA_Aarhus | . | S50 | . | T096 | 0.03 | 14.4713
DK_CA_Aarhus | . | S50 | . | T097 | 0.03 | 14.4713
DK_CA_Aarhus | . | S50 | . | T098 | 0.03 | 14.4713
DK_CA_Aarhus | . | S50 | . | T099 | 0.03 | 14.4713
DK_CA_Aarhus | . | S50 | . | T100 | 0.03 | 14.4713
DK_CA_Aarhus | . | S50 | . | T101 | 0.03 | 14.4713
DK_CA_Aarhus | . | S50 | . | T102 | 0.03 | 14.4713
DK_CA_Aarhus | . | S50 | . | T103 | 0.03 | 14.4713
DK_CA_Aarhus | . | S50 | . | T104 | 0 | 0
DK_CA_Aarhus | . | S50 | . | T105 | 0 | 0
DK_CA_Aarhus | . | S50 | . | T106 | 0 | 0
DK_CA_Aarhus | . | S50 | . | T107 | 0.03 | 14.4713
DK_CA_Aarhus | . | S50 | . | T108 | 0.03 | 14.4713
DK_CA_Aarhus | . | S50 | . | T109 | 0 | 0
DK_CA_Aarhus | . | S50 | . | T110 | 0 | 0
DK_CA_Aarhus | . | S50 | . | T111 | 0 | 0
DK_CA_Aarhus | . | S50 | . | T112 | 0 | 0
DK_CA_Aarhus | . | S50 | . | T113 | 0 | 0
DK_CA_Aarhus | . | S50 | . | T114 | 0 | 0
DK_CA_Aarhus | . | S50 | . | T115 | 0 | 0
DK_CA_Aarhus | . | S50 | . | T116 | 0 | 0
DK_CA_Aarhus | . | S50 | . | T117 | 0 | 0
DK_CA_Aarhus | . | S50 | . | T118 | 0 | 0
DK_CA_Aarhus | . | S50 | . | T119 | 0 | 0
DK_CA_Aarhus | . | S50 | . | T120 | 0 | 0
DK_CA_Aarhus | . | S50 | . | T121 | 0.03 | 14.4713
DK_CA_Aarhus | . | S50 | . | T122 | 0.03 | 14.4713
DK_CA_Aarhus | . | S50 | . | T123 | 0.03 | 14.4713
DK_CA_Aarhus | . | S50 | . | T124 | 0.03 | 14.4713
DK_CA_Aarhus | . | S50 | . | T125 | 0.03 | 14.4713
DK_CA_Aarhus | . | S50 | . | T126 | 0.03 | 14.4713
DK_CA_Aarhus | . | S50 | . | T127 | 0.06 | 28.9425
DK_CA_Aarhus | . | S50 | . | T128 | 0.06 | 28.9425
DK_CA_Aarhus | . | S50 | . | T129 | 0.12 | 57.885
DK_CA_Aarhus | . | S50 | . | T130 | 0.19 | 91.6513
DK_CA_Aarhus | . | S50 | . | T131 | 0.3 | 144.7126
DK_CA_Aarhus | . | S50 | . | T132 | 0.3 | 144.7126
DK_CA_Aarhus | . | S50 | . | T133 | 0.19 | 91.6513
DK_CA_Aarhus | . | S50 | . | T134 | 0.12 | 57.885
DK_CA_Aarhus | . | S50 | . | T135 | 0.12 | 57.885
DK_CA_Aarhus | . | S50 | . | T136 | 0.19 | 91.6513
DK_CA_Aarhus | . | S50 | . | T137 | 0.3 | 144.7126
DK_CA_Aarhus | . | S50 | . | T138 | 0.3 | 144.7126
DK_CA_Aarhus | . | S50 | . | T139 | 0.19 | 91.6513
DK_CA_Aarhus | . | S50 | . | T140 | 0.19 | 91.6513
DK_CA_Aarhus | . | S50 | . | T141 | 0.3 | 144.7126
DK_CA_Aarhus | . | S50 | . | T142 | 0.12 | 57.885
DK_CA_Aarhus | . | S50 | . | T143 | 0.03 | 14.4713
DK_CA_Aarhus | . | S50 | . | T144 | 0.03 | 14.4713
DK_CA_Aarhus | . | S50 | . | T145 | 0.03 | 14.4713
DK_CA_Aarhus | . | S50 | . | T146 | 0.03 | 14.4713
DK_CA_Aarhus | . | S50 | . | T147 | 0.03 | 14.4713
DK_CA_Aarhus | . | S50 | . | T148 | 0.03 | 14.4713
DK_CA_Aarhus | . | S50 | . | T149 | 0.03 | 14.4713
DK_CA_Aarhus | . | S50 | . | T150 | 0.03 | 14.4713
DK_CA_Aarhus | . | S50 | . | T151 | 0.03 | 14.4713
DK_CA_Aarhus | . | S50 | . | T152 | 0.06 | 28.9425
DK_CA_Aarhus | . | S50 | . | T153 | 0.06 | 28.9425
DK_CA_Aarhus | . | S50 | . | T154 | 0.06 | 28.9425
DK_CA_Aarhus | . | S50 | . | T155 | 0.03 | 14.4713
DK_CA_Aarhus | . | S50 | . | T156 | 0.03 | 14.4713
DK_CA_Aarhus | . | S50 | . | T157 | 0.03 | 14.4713
DK_CA_Aarhus | . | S50 | . | T158 | 0.03 | 14.4713
DK_CA_Aarhus | . | S50 | . | T159 | 0.06 | 28.9425
DK_CA_Aarhus | . | S50 | . | T160 | 0.06 | 28.9425
DK_CA_Aarhus | . | S50 | . | T161 | 0.06 | 28.9425
DK_CA_Aarhus | . | S50 | . | T162 | 0.03 | 14.4713
DK_CA_Aarhus | . | S50 | . | T163 | 0.03 | 14.4713
DK_CA_Aarhus | . | S50 | . | T164 | 0.03 | 14.4713
DK_CA_Aarhus | . | S50 | . | T165 | 0 | 0
DK_CA_Aarhus | . | S50 | . | T166 | 0 | 0
DK_CA_Aarhus | . | S50 | . | T167 | 0 | 0
DK_CA_Aarhus | . | S50 | . | T168 | 0 | 0
DK_CA_Aarhus | . | S51 | . | T001 | 0.03 | 14.4713
DK_CA_Aarhus | . | S51 | . | T002 | 0.03 | 14.4713
DK_CA_Aarhus | . | S51 | . | T003 | 0.06 | 28.9425
DK_CA_Aarhus | . | S51 | . | T004 | 0.06 | 28.9425
DK_CA_Aarhus | . | S51 | . | T005 | 0.12 | 57.885
DK_CA_Aarhus | . | S51 | . | T006 | 0.12 | 57.885
DK_CA_Aarhus | . | S51 | . | T007 | 0.12 | 57.885
DK_CA_Aarhus | . | S51 | . | T008 | 0.12 | 57.885
DK_CA_Aarhus | . | S51 | . | T009 | 0.19 | 91.6513
DK_CA_Aarhus | . | S51 | . | T010 | 0.3 | 144.7126
DK_CA_Aarhus | . | S51 | . | T011 | 0.3 | 144.7126
DK_CA_Aarhus | . | S51 | . | T012 | 0.42 | 202.5976
DK_CA_Aarhus | . | S51 | . | T013 | 0.42 | 202.5976
DK_CA_Aarhus | . | S51 | . | T014 | 0.42 | 202.5976
DK_CA_Aarhus | . | S51 | . | T015 | 0.42 | 202.5976
DK_CA_Aarhus | . | S51 | . | T016 | 0.3 | 144.7126
DK_CA_Aarhus | . | S51 | . | T017 | 0.19 | 91.6513
DK_CA_Aarhus | . | S51 | . | T018 | 0.06 | 28.9425
DK_CA_Aarhus | . | S51 | . | T019 | 0.06 | 28.9425
DK_CA_Aarhus | . | S51 | . | T020 | 0.06 | 28.9425
DK_CA_Aarhus | . | S51 | . | T021 | 0.06 | 28.9425
DK_CA_Aarhus | . | S51 | . | T022 | 0.12 | 57.885
DK_CA_Aarhus | . | S51 | . | T023 | 0.12 | 57.885
DK_CA_Aarhus | . | S51 | . | T024 | 0.12 | 57.885
DK_CA_Aarhus | . | S51 | . | T025 | 0.19 | 91.6513
DK_CA_Aarhus | . | S51 | . | T026 | 0.19 | 91.6513
DK_CA_Aarhus | . | S51 | . | T027 | 0.19 | 91.6513
DK_CA_Aarhus | . | S51 | . | T028 | 0.12 | 57.885
DK_CA_Aarhus | . | S51 | . | T029 | 0.12 | 57.885
DK_CA_Aarhus | . | S51 | . | T030 | 0.12 | 57.885
DK_CA_Aarhus | . | S51 | . | T031 | 0.12 | 57.885
DK_CA_Aarhus | . | S51 | . | T032 | 0.57 | 274.954
DK_CA_Aarhus | . | S51 | . | T033 | 0.57 | 274.954
DK_CA_Aarhus | . | S51 | . | T034 | 0.57 | 274.954
DK_CA_Aarhus | . | S51 | . | T035 | 0.57 | 274.954
DK_CA_Aarhus | . | S51 | . | T036 | 0.57 | 274.954
DK_CA_Aarhus | . | S51 | . | T037 | 0.57 | 274.954
DK_CA_Aarhus | . | S51 | . | T038 | 0.42 | 202.5976
DK_CA_Aarhus | . | S51 | . | T039 | 0.3 | 144.7126
DK_CA_Aarhus | . | S51 | . | T040 | 0.19 | 91.6513
DK_CA_Aarhus | . | S51 | . | T041 | 0.12 | 57.885
DK_CA_Aarhus | . | S51 | . | T042 | 0.06 | 28.9425
DK_CA_Aarhus | . | S51 | . | T043 | 0.03 | 14.4713
DK_CA_Aarhus | . | S51 | . | T044 | 0 | 0
DK_CA_Aarhus | . | S51 | . | T045 | 0 | 0
DK_CA_Aarhus | . | S51 | . | T046 | 0 | 0
DK_CA_Aarhus | . | S51 | . | T047 | 0.03 | 14.4713
DK_CA_Aarhus | . | S51 | . | T048 | 0.12 | 57.885
DK_CA_Aarhus | . | S51 | . | T049 | 0.12 | 57.885
DK_CA_Aarhus | . | S51 | . | T050 | 0.19 | 91.6513
DK_CA_Aarhus | . | S51 | . | T051 | 0.19 | 91.6513
DK_CA_Aarhus | . | S51 | . | T052 | 0.19 | 91.6513
DK_CA_Aarhus | . | S51 | . | T053 | 0.19 | 91.6513
DK_CA_Aarhus | . | S51 | . | T054 | 0.19 | 91.6513
DK_CA_Aarhus | . | S51 | . | T055 | 0.19 | 91.6513
DK_CA_Aarhus | . | S51 | . | T056 | 0.19 | 91.6513
DK_CA_Aarhus | . | S51 | . | T057 | 0.12 | 57.885
DK_CA_Aarhus | . | S51 | . | T058 | 0.12 | 57.885
DK_CA_Aarhus | . | S51 | . | T059 | 0.12 | 57.885
DK_CA_Aarhus | . | S51 | . | T060 | 0.12 | 57.885
DK_CA_Aarhus | . | S51 | . | T061 | 0.06 | 28.9425
DK_CA_Aarhus | . | S51 | . | T062 | 0.06 | 28.9425
DK_CA_Aarhus | . | S51 | . | T063 | 0.06 | 28.9425
DK_CA_Aarhus | . | S51 | . | T064 | 0.12 | 57.885
DK_CA_Aarhus | . | S51 | . | T065 | 0.19 | 91.6513
DK_CA_Aarhus | . | S51 | . | T066 | 0.3 | 144.7126
DK_CA_Aarhus | . | S51 | . | T067 | 0.42 | 202.5976
DK_CA_Aarhus | . | S51 | . | T068 | 0.42 | 202.5976
DK_CA_Aarhus | . | S51 | . | T069 | 0.57 | 274.954
DK_CA_Aarhus | . | S51 | . | T070 | 0.57 | 274.954
DK_CA_Aarhus | . | S51 | . | T071 | 0.72 | 347.3103
DK_CA_Aarhus | . | S51 | . | T072 | 0.72 | 347.3103
DK_CA_Aarhus | . | S51 | . | T073 | 0.85 | 410.0191
DK_CA_Aarhus | . | S51 | . | T074 | 0.99 | 477.5516
DK_CA_Aarhus | . | S51 | . | T075 | 0.99 | 477.5516
DK_CA_Aarhus | . | S51 | . | T076 | 0.99 | 477.5516
DK_CA_Aarhus | . | S51 | . | T077 | 0.99 | 477.5516
DK_CA_Aarhus | . | S51 | . | T078 | 1 | 482.3754
DK_CA_Aarhus | . | S51 | . | T079 | 1 | 482.3754
DK_CA_Aarhus | . | S51 | . | T080 | 1 | 482.3754
DK_CA_Aarhus | . | S51 | . | T081 | 1 | 482.3754
DK_CA_Aarhus | . | S51 | . | T082 | 1 | 482.3754
DK_CA_Aarhus | . | S51 | . | T083 | 1 | 482.3754
DK_CA_Aarhus | . | S51 | . | T084 | 1 | 482.3754
DK_CA_Aarhus | . | S51 | . | T085 | 1 | 482.3754
DK_CA_Aarhus | . | S51 | . | T086 | 1 | 482.3754
DK_CA_Aarhus | . | S51 | . | T087 | 1 | 482.3754
DK_CA_Aarhus | . | S51 | . | T088 | 1 | 482.3754
DK_CA_Aarhus | . | S51 | . | T089 | 0.99 | 477.5516
DK_CA_Aarhus | . | S51 | . | T090 | 0.95 | 458.2566
DK_CA_Aarhus | . | S51 | . | T091 | 0.85 | 410.0191
DK_CA_Aarhus | . | S51 | . | T092 | 0.85 | 410.0191
DK_CA_Aarhus | . | S51 | . | T093 | 0.85 | 410.0191
DK_CA_Aarhus | . | S51 | . | T094 | 0.95 | 458.2566
DK_CA_Aarhus | . | S51 | . | T095 | 0.85 | 410.0191
DK_CA_Aarhus | . | S51 | . | T096 | 0.85 | 410.0191
DK_CA_Aarhus | . | S51 | . | T097 | 0.72 | 347.3103
DK_CA_Aarhus | . | S51 | . | T098 | 0.57 | 274.954
DK_CA_Aarhus | . | S51 | . | T099 | 0.42 | 202.5976
DK_CA_Aarhus | . | S51 | . | T100 | 0.42 | 202.5976
DK_CA_Aarhus | . | S51 | . | T101 | 0.42 | 202.5976
DK_CA_Aarhus | . | S51 | . | T102 | 0.42 | 202.5976
DK_CA_Aarhus | . | S51 | . | T103 | 0.57 | 274.954
DK_CA_Aarhus | . | S51 | . | T104 | 0.42 | 202.5976
DK_CA_Aarhus | . | S51 | . | T105 | 0.19 | 91.6513
DK_CA_Aarhus | . | S51 | . | T106 | 0.06 | 28.9425
DK_CA_Aarhus | . | S51 | . | T107 | 0.06 | 28.9425
DK_CA_Aarhus | . | S51 | . | T108 | 0.3 | 144.7126
DK_CA_Aarhus | . | S51 | . | T109 | 0.57 | 274.954
DK_CA_Aarhus | . | S51 | . | T110 | 0.85 | 410.0191
DK_CA_Aarhus | . | S51 | . | T111 | 0.95 | 458.2566
DK_CA_Aarhus | . | S51 | . | T112 | 0.95 | 458.2566
DK_CA_Aarhus | . | S51 | . | T113 | 0.99 | 477.5516
DK_CA_Aarhus | . | S51 | . | T114 | 1 | 482.3754
DK_CA_Aarhus | . | S51 | . | T115 | 1 | 482.3754
DK_CA_Aarhus | . | S51 | . | T116 | 1 | 482.3754
DK_CA_Aarhus | . | S51 | . | T117 | 1 | 482.3754
DK_CA_Aarhus | . | S51 | . | T118 | 1 | 482.3754
DK_CA_Aarhus | . | S51 | . | T119 | 1 | 482.3754
DK_CA_Aarhus | . | S51 | . | T120 | 1 | 482.3754
DK_CA_Aarhus | . | S51 | . | T121 | 1 | 482.3754
DK_CA_Aarhus | . | S51 | . | T122 | 0.99 | 477.5516
DK_CA_Aarhus | . | S51 | . | T123 | 1 | 482.3754
DK_CA_Aarhus | . | S51 | . | T124 | 0.99 | 477.5516
DK_CA_Aarhus | . | S51 | . | T125 | 0.95 | 458.2566
DK_CA_Aarhus | . | S51 | . | T126 | 0.95 | 458.2566
DK_CA_Aarhus | . | S51 | . | T127 | 0.85 | 410.0191
DK_CA_Aarhus | . | S51 | . | T128 | 0.42 | 202.5976
DK_CA_Aarhus | . | S51 | . | T129 | 0.42 | 202.5976
DK_CA_Aarhus | . | S51 | . | T130 | 0.42 | 202.5976
DK_CA_Aarhus | . | S51 | . | T131 | 0.3 | 144.7126
DK_CA_Aarhus | . | S51 | . | T132 | 0.3 | 144.7126
DK_CA_Aarhus | . | S51 | . | T133 | 0.3 | 144.7126
DK_CA_Aarhus | . | S51 | . | T134 | 0.19 | 91.6513
DK_CA_Aarhus | . | S51 | . | T135 | 0.3 | 144.7126
DK_CA_Aarhus | . | S51 | . | T136 | 0.3 | 144.7126
DK_CA_Aarhus | . | S51 | . | T137 | 0.3 | 144.7126
DK_CA_Aarhus | . | S51 | . | T138 | 0.19 | 91.6513
DK_CA_Aarhus | . | S51 | . | T139 | 0.19 | 91.6513
DK_CA_Aarhus | . | S51 | . | T140 | 0.3 | 144.7126
DK_CA_Aarhus | . | S51 | . | T141 | 0.3 | 144.7126
DK_CA_Aarhus | . | S51 | . | T142 | 0.3 | 144.7126
DK_CA_Aarhus | . | S51 | . | T143 | 0.19 | 91.6513
DK_CA_Aarhus | . | S51 | . | T144 | 0.12 | 57.885
DK_CA_Aarhus | . | S51 | . | T145 | 0.06 | 28.9425
DK_CA_Aarhus | . | S51 | . | T146 | 0.06 | 28.9425
DK_CA_Aarhus | . | S51 | . | T147 | 0.03 | 14.4713
DK_CA_Aarhus | . | S51 | . | T148 | 0 | 0
DK_CA_Aarhus | . | S51 | . | T149 | 0 | 0
DK_CA_Aarhus | . | S51 | . | T150 | 0 | 0
DK_CA_Aarhus | . | S51 | . | T151 | 0 | 0
DK_CA_Aarhus | . | S51 | . | T152 | 0 | 0
DK_CA_Aarhus | . | S51 | . | T153 | 0 | 0
DK_CA_Aarhus | . | S51 | . | T154 | 0 | 0
DK_CA_Aarhus | . | S51 | . | T155 | 0 | 0
DK_CA_Aarhus | . | S51 | . | T156 | 0 | 0
DK_CA_Aarhus | . | S51 | . | T157 | 0 | 0
DK_CA_Aarhus | . | S51 | . | T158 | 0 | 0
DK_CA_Aarhus | . | S51 | . | T159 | 0 | 0
DK_CA_Aarhus | . | S51 | . | T160 | 0.06 | 28.9425
DK_CA_Aarhus | . | S51 | . | T161 | 0.19 | 91.6513
DK_CA_Aarhus | . | S51 | . | T162 | 0.3 | 144.7126
DK_CA_Aarhus | . | S51 | . | T163 | 0.42 | 202.5976
DK_CA_Aarhus | . | S51 | . | T164 | 0.42 | 202.5976
DK_CA_Aarhus | . | S51 | . | T165 | 0.3 | 144.7126
DK_CA_Aarhus | . | S51 | . | T166 | 0.12 | 57.885
DK_CA_Aarhus | . | S51 | . | T167 | 0.06 | 28.9425
DK_CA_Aarhus | . | S51 | . | T168 | 0 | 0
DK_CA_Aarhus | . | S52 | . | T001 | 0 | 0
DK_CA_Aarhus | . | S52 | . | T002 | 0.06 | 28.9425
DK_CA_Aarhus | . | S52 | . | T003 | 0.19 | 91.6513
DK_CA_Aarhus | . | S52 | . | T004 | 0.42 | 202.5976
DK_CA_Aarhus | . | S52 | . | T005 | 0.72 | 347.3103
DK_CA_Aarhus | . | S52 | . | T006 | 0.72 | 347.3103
DK_CA_Aarhus | . | S52 | . | T007 | 0.85 | 410.0191
DK_CA_Aarhus | . | S52 | . | T008 | 0.72 | 347.3103
DK_CA_Aarhus | . | S52 | . | T009 | 0.72 | 347.3103
DK_CA_Aarhus | . | S52 | . | T010 | 0.72 | 347.3103
DK_CA_Aarhus | . | S52 | . | T011 | 0.57 | 274.954
DK_CA_Aarhus | . | S52 | . | T012 | 0.42 | 202.5976
DK_CA_Aarhus | . | S52 | . | T013 | 0.57 | 274.954
DK_CA_Aarhus | . | S52 | . | T014 | 0.57 | 274.954
DK_CA_Aarhus | . | S52 | . | T015 | 0.57 | 274.954
DK_CA_Aarhus | . | S52 | . | T016 | 0.72 | 347.3103
DK_CA_Aarhus | . | S52 | . | T017 | 0.85 | 410.0191
DK_CA_Aarhus | . | S52 | . | T018 | 0.95 | 458.2566
DK_CA_Aarhus | . | S52 | . | T019 | 0.99 | 477.5516
DK_CA_Aarhus | . | S52 | . | T020 | 0.99 | 477.5516
DK_CA_Aarhus | . | S52 | . | T021 | 0.99 | 477.5516
DK_CA_Aarhus | . | S52 | . | T022 | 0.95 | 458.2566
DK_CA_Aarhus | . | S52 | . | T023 | 0.95 | 458.2566
DK_CA_Aarhus | . | S52 | . | T024 | 0.85 | 410.0191
DK_CA_Aarhus | . | S52 | . | T025 | 0.72 | 347.3103
DK_CA_Aarhus | . | S52 | . | T026 | 0.57 | 274.954
DK_CA_Aarhus | . | S52 | . | T027 | 0.57 | 274.954
DK_CA_Aarhus | . | S52 | . | T028 | 0.57 | 274.954
DK_CA_Aarhus | . | S52 | . | T029 | 0.57 | 274.954
DK_CA_Aarhus | . | S52 | . | T030 | 0.72 | 347.3103
DK_CA_Aarhus | . | S52 | . | T031 | 0.72 | 347.3103
DK_CA_Aarhus | . | S52 | . | T032 | 0.72 | 347.3103
DK_CA_Aarhus | . | S52 | . | T033 | 0.72 | 347.3103
DK_CA_Aarhus | . | S52 | . | T034 | 0.72 | 347.3103
DK_CA_Aarhus | . | S52 | . | T035 | 0.72 | 347.3103
DK_CA_Aarhus | . | S52 | . | T036 | 0.72 | 347.3103
DK_CA_Aarhus | . | S52 | . | T037 | 0.72 | 347.3103
DK_CA_Aarhus | . | S52 | . | T038 | 0.57 | 274.954
DK_CA_Aarhus | . | S52 | . | T039 | 0.57 | 274.954
DK_CA_Aarhus | . | S52 | . | T040 | 0.42 | 202.5976
DK_CA_Aarhus | . | S52 | . | T041 | 0.42 | 202.5976
DK_CA_Aarhus | . | S52 | . | T042 | 0.3 | 144.7126
DK_CA_Aarhus | . | S52 | . | T043 | 0.42 | 202.5976
DK_CA_Aarhus | . | S52 | . | T044 | 0.3 | 144.7126
DK_CA_Aarhus | . | S52 | . | T045 | 0.42 | 202.5976
DK_CA_Aarhus | . | S52 | . | T046 | 0.57 | 274.954
DK_CA_Aarhus | . | S52 | . | T047 | 0.85 | 410.0191
DK_CA_Aarhus | . | S52 | . | T048 | 0.57 | 274.954
DK_CA_Aarhus | . | S52 | . | T049 | 0.19 | 91.6513
DK_CA_Aarhus | . | S52 | . | T050 | 0.19 | 91.6513
DK_CA_Aarhus | . | S52 | . | T051 | 0.3 | 144.7126
DK_CA_Aarhus | . | S52 | . | T052 | 0.3 | 144.7126
DK_CA_Aarhus | . | S52 | . | T053 | 0.19 | 91.6513
DK_CA_Aarhus | . | S52 | . | T054 | 0.3 | 144.7126
DK_CA_Aarhus | . | S52 | . | T055 | 0.19 | 91.6513
DK_CA_Aarhus | . | S52 | . | T056 | 0.3 | 144.7126
DK_CA_Aarhus | . | S52 | . | T057 | 0.3 | 144.7126
DK_CA_Aarhus | . | S52 | . | T058 | 0.19 | 91.6513
DK_CA_Aarhus | . | S52 | . | T059 | 0.3 | 144.7126
DK_CA_Aarhus | . | S52 | . | T060 | 0.19 | 91.6513
DK_CA_Aarhus | . | S52 | . | T061 | 0.12 | 57.885
DK_CA_Aarhus | . | S52 | . | T062 | 0.12 | 57.885
DK_CA_Aarhus | . | S52 | . | T063 | 0.12 | 57.885
DK_CA_Aarhus | . | S52 | . | T064 | 0.12 | 57.885
DK_CA_Aarhus | . | S52 | . | T065 | 0.12 | 57.885
DK_CA_Aarhus | . | S52 | . | T066 | 0.12 | 57.885
DK_CA_Aarhus | . | S52 | . | T067 | 0.12 | 57.885
DK_CA_Aarhus | . | S52 | . | T068 | 0.12 | 57.885
DK_CA_Aarhus | . | S52 | . | T069 | 0.12 | 57.885
DK_CA_Aarhus | . | S52 | . | T070 | 0.12 | 57.885
DK_CA_Aarhus | . | S52 | . | T071 | 0.12 | 57.885
DK_CA_Aarhus | . | S52 | . | T072 | 0.06 | 28.9425
DK_CA_Aarhus | . | S52 | . | T073 | 0.06 | 28.9425
DK_CA_Aarhus | . | S52 | . | T074 | 0.06 | 28.9425
DK_CA_Aarhus | . | S52 | . | T075 | 0.06 | 28.9425
DK_CA_Aarhus | . | S52 | . | T076 | 0.03 | 14.4713
DK_CA_Aarhus | . | S52 | . | T077 | 0.06 | 28.9425
DK_CA_Aarhus | . | S52 | . | T078 | 0.06 | 28.9425
DK_CA_Aarhus | . | S52 | . | T079 | 0.12 | 57.885
DK_CA_Aarhus | . | S52 | . | T080 | 0.19 | 91.6513
DK_CA_Aarhus | . | S52 | . | T081 | 0.19 | 91.6513
DK_CA_Aarhus | . | S52 | . | T082 | 0.19 | 91.6513
DK_CA_Aarhus | . | S52 | . | T083 | 0.12 | 57.885
DK_CA_Aarhus | . | S52 | . | T084 | 0.03 | 14.4713
DK_CA_Aarhus | . | S52 | . | T085 | 0 | 0
DK_CA_Aarhus | . | S52 | . | T086 | 0 | 0
DK_CA_Aarhus | . | S52 | . | T087 | 0 | 0
DK_CA_Aarhus | . | S52 | . | T088 | 0 | 0
DK_CA_Aarhus | . | S52 | . | T089 | 0 | 0
DK_CA_Aarhus | . | S52 | . | T090 | 0 | 0
DK_CA_Aarhus | . | S52 | . | T091 | 0.03 | 14.4713
DK_CA_Aarhus | . | S52 | . | T092 | 0.06 | 28.9425
DK_CA_Aarhus | . | S52 | . | T093 | 0.12 | 57.885
DK_CA_Aarhus | . | S52 | . | T094 | 0.12 | 57.885
DK_CA_Aarhus | . | S52 | . | T095 | 0.12 | 57.885
DK_CA_Aarhus | . | S52 | . | T096 | 0.12 | 57.885
DK_CA_Aarhus | . | S52 | . | T097 | 0.12 | 57.885
DK_CA_Aarhus | . | S52 | . | T098 | 0.06 | 28.9425
DK_CA_Aarhus | . | S52 | . | T099 | 0.06 | 28.9425
DK_CA_Aarhus | . | S52 | . | T100 | 0.06 | 28.9425
DK_CA_Aarhus | . | S52 | . | T101 | 0.06 | 28.9425
DK_CA_Aarhus | . | S52 | . | T102 | 0.03 | 14.4713
DK_CA_Aarhus | . | S52 | . | T103 | 0.03 | 14.4713
DK_CA_Aarhus | . | S52 | . | T104 | 0.03 | 14.4713
DK_CA_Aarhus | . | S52 | . | T105 | 0.06 | 28.9425
DK_CA_Aarhus | . | S52 | . | T106 | 0.12 | 57.885
DK_CA_Aarhus | . | S52 | . | T107 | 0.06 | 28.9425
DK_CA_Aarhus | . | S52 | . | T108 | 0.03 | 14.4713
DK_CA_Aarhus | . | S52 | . | T109 | 0.12 | 57.885
DK_CA_Aarhus | . | S52 | . | T110 | 0.3 | 144.7126
DK_CA_Aarhus | . | S52 | . | T111 | 0.3 | 144.7126
DK_CA_Aarhus | . | S52 | . | T112 | 0.3 | 144.7126
DK_CA_Aarhus | . | S52 | . | T113 | 0.3 | 144.7126
DK_CA_Aarhus | . | S52 | . | T114 | 0.19 | 91.6513
DK_CA_Aarhus | . | S52 | . | T115 | 0.19 | 91.6513
DK_CA_Aarhus | . | S52 | . | T116 | 0.19 | 91.6513
DK_CA_Aarhus | . | S52 | . | T117 | 0.12 | 57.885
DK_CA_Aarhus | . | S52 | . | T118 | 0.06 | 28.9425
DK_CA_Aarhus | . | S52 | . | T119 | 0.03 | 14.4713
DK_CA_Aarhus | . | S52 | . | T120 | 0.03 | 14.4713
DK_CA_Aarhus | . | S52 | . | T121 | 0 | 0
DK_CA_Aarhus | . | S52 | . | T122 | 0 | 0
DK_CA_Aarhus | . | S52 | . | T123 | 0.03 | 14.4713
DK_CA_Aarhus | . | S52 | . | T124 | 0.06 | 28.9425
DK_CA_Aarhus | . | S52 | . | T125 | 0.12 | 57.885
DK_CA_Aarhus | . | S52 | . | T126 | 0.19 | 91.6513
DK_CA_Aarhus | . | S52 | . | T127 | 0.42 | 202.5976
DK_CA_Aarhus | . | S52 | . | T128 | 0.72 | 347.3103
DK_CA_Aarhus | . | S52 | . | T129 | 0.85 | 410.0191
DK_CA_Aarhus | . | S52 | . | T130 | 0.95 | 458.2566
DK_CA_Aarhus | . | S52 | . | T131 | 0.99 | 477.5516
DK_CA_Aarhus | . | S52 | . | T132 | 1 | 482.3754
DK_CA_Aarhus | . | S52 | . | T133 | 1 | 482.3754
DK_CA_Aarhus | . | S52 | . | T134 | 1 | 482.3754
DK_CA_Aarhus | . | S52 | . | T135 | 1 | 482.3754
DK_CA_Aarhus | . | S52 | . | T136 | 1 | 482.3754
DK_CA_Aarhus | . | S52 | . | T137 | 0.99 | 477.5516
DK_CA_Aarhus | . | S52 | . | T138 | 0.95 | 458.2566
DK_CA_Aarhus | . | S52 | . | T139 | 0.99 | 477.5516
DK_CA_Aarhus | . | S52 | . | T140 | 0.95 | 458.2566
DK_CA_Aarhus | . | S52 | . | T141 | 0.95 | 458.2566
DK_CA_Aarhus | . | S52 | . | T142 | 0.85 | 410.0191
DK_CA_Aarhus | . | S52 | . | T143 | 0.57 | 274.954
DK_CA_Aarhus | . | S52 | . | T144 | 0.42 | 202.5976
DK_CA_Aarhus | . | S52 | . | T145 | 0.3 | 144.7126
DK_CA_Aarhus | . | S52 | . | T146 | 0.3 | 144.7126
DK_CA_Aarhus | . | S52 | . | T147 | 0.3 | 144.7126
DK_CA_Aarhus | . | S52 | . | T148 | 0.19 | 91.6513
DK_CA_Aarhus | . | S52 | . | T149 | 0.19 | 91.6513
DK_CA_Aarhus | . | S52 | . | T150 | 0.12 | 57.885
DK_CA_Aarhus | . | S52 | . | T151 | 0.12 | 57.885
DK_CA_Aarhus | . | S52 | . | T152 | 0.19 | 91.6513
DK_CA_Aarhus | . | S52 | . | T153 | 0.12 | 57.885
DK_CA_Aarhus | . | S52 | . | T154 | 0.06 | 28.9425
DK_CA_Aarhus | . | S52 | . | T155 | 0.06 | 28.9425
DK_CA_Aarhus | . | S52 | . | T156 | 0.06 | 28.9425
DK_CA_Aarhus | . | S52 | . | T157 | 0.06 | 28.9425
DK_CA_Aarhus | . | S52 | . | T158 | 0.12 | 57.885
DK_CA_Aarhus | . | S52 | . | T159 | 0.12 | 57.885
DK_CA_Aarhus | . | S52 | . | T160 | 0.12 | 57.885
DK_CA_Aarhus | . | S52 | . | T161 | 0.12 | 57.885
DK_CA_Aarhus | . | S52 | . | T162 | 0.12 | 57.885
DK_CA_Aarhus | . | S52 | . | T163 | 0.12 | 57.885
DK_CA_Aarhus | . | S52 | . | T164 | 0.12 | 57.885
DK_CA_Aarhus | . | S52 | . | T165 | 0.19 | 91.6513
DK_CA_Aarhus | . | S52 | . | T166 | 0.19 | 91.6513
DK_CA_Aarhus | . | S52 | . | T167 | 0.3 | 144.7126
DK_CA_Aarhus | . | S52 | . | T168 | 0.42 | 202.5976

## DK_CA_Kal
area |  | season |  | time | var_factor | Production, [MWh] | Total, annual, [MWh]
DK_CA_Aarhus | . | S01 | . | T001 | 1 | 199.6654 | 874446.6341
DK_CA_Aarhus | . | S01 | . | T002 | 1 | 199.6654 |  | 2012 | MW | IHOURS | 1.0027
DK_CA_Aarhus | . | S01 | . | T003 | 1 | 199.6654 |  | Wind installed | 533 | IWIND_SUMST | 4391.5918
DK_CA_Aarhus | . | S01 | . | T004 | 1 | 199.6654 |  | FLH | 1645.12
DK_CA_Aarhus | . | S01 | . | T005 | 1 | 199.6654
DK_CA_Aarhus | . | S01 | . | T006 | 1 | 199.6654
DK_CA_Aarhus | . | S01 | . | T007 | 1 | 199.6654
DK_CA_Aarhus | . | S01 | . | T008 | 1 | 199.6654
DK_CA_Aarhus | . | S01 | . | T009 | 1 | 199.6654
DK_CA_Aarhus | . | S01 | . | T010 | 1 | 199.6654
DK_CA_Aarhus | . | S01 | . | T011 | 1 | 199.6654
DK_CA_Aarhus | . | S01 | . | T012 | 1 | 199.6654
DK_CA_Aarhus | . | S01 | . | T013 | 1 | 199.6654
DK_CA_Aarhus | . | S01 | . | T014 | 1 | 199.6654
DK_CA_Aarhus | . | S01 | . | T015 | 1 | 199.6654
DK_CA_Aarhus | . | S01 | . | T016 | 1 | 199.6654
DK_CA_Aarhus | . | S01 | . | T017 | 1 | 199.6654
DK_CA_Aarhus | . | S01 | . | T018 | 1 | 199.6654
DK_CA_Aarhus | . | S01 | . | T019 | 0.99 | 197.6688
DK_CA_Aarhus | . | S01 | . | T020 | 0.99 | 197.6688
DK_CA_Aarhus | . | S01 | . | T021 | 0.99 | 197.6688
DK_CA_Aarhus | . | S01 | . | T022 | 0.95 | 189.6821
DK_CA_Aarhus | . | S01 | . | T023 | 0.95 | 189.6821
DK_CA_Aarhus | . | S01 | . | T024 | 0.95 | 189.6821
DK_CA_Aarhus | . | S01 | . | T025 | 0.85 | 169.7156
DK_CA_Aarhus | . | S01 | . | T026 | 0.85 | 169.7156
DK_CA_Aarhus | . | S01 | . | T027 | 0.72 | 143.7591
DK_CA_Aarhus | . | S01 | . | T028 | 0.72 | 143.7591
DK_CA_Aarhus | . | S01 | . | T029 | 0.72 | 143.7591
DK_CA_Aarhus | . | S01 | . | T030 | 0.72 | 143.7591
DK_CA_Aarhus | . | S01 | . | T031 | 0.72 | 143.7591
DK_CA_Aarhus | . | S01 | . | T032 | 1 | 199.6654
DK_CA_Aarhus | . | S01 | . | T033 | 1 | 199.6654
DK_CA_Aarhus | . | S01 | . | T034 | 1 | 199.6654
DK_CA_Aarhus | . | S01 | . | T035 | 1 | 199.6654
DK_CA_Aarhus | . | S01 | . | T036 | 1 | 199.6654
DK_CA_Aarhus | . | S01 | . | T037 | 1 | 199.6654
DK_CA_Aarhus | . | S01 | . | T038 | 1 | 199.6654
DK_CA_Aarhus | . | S01 | . | T039 | 1 | 199.6654
DK_CA_Aarhus | . | S01 | . | T040 | 1 | 199.6654
DK_CA_Aarhus | . | S01 | . | T041 | 1 | 199.6654
DK_CA_Aarhus | . | S01 | . | T042 | 1 | 199.6654
DK_CA_Aarhus | . | S01 | . | T043 | 0.99 | 197.6688
DK_CA_Aarhus | . | S01 | . | T044 | 0.99 | 197.6688
DK_CA_Aarhus | . | S01 | . | T045 | 0.99 | 197.6688
DK_CA_Aarhus | . | S01 | . | T046 | 0.95 | 189.6821
DK_CA_Aarhus | . | S01 | . | T047 | 0.95 | 189.6821
DK_CA_Aarhus | . | S01 | . | T048 | 0.95 | 189.6821
DK_CA_Aarhus | . | S01 | . | T049 | 0.85 | 169.7156
DK_CA_Aarhus | . | S01 | . | T050 | 0.85 | 169.7156
DK_CA_Aarhus | . | S01 | . | T051 | 0.85 | 169.7156
DK_CA_Aarhus | . | S01 | . | T052 | 0.72 | 143.7591
DK_CA_Aarhus | . | S01 | . | T053 | 0.72 | 143.7591
DK_CA_Aarhus | . | S01 | . | T054 | 0.72 | 143.7591
DK_CA_Aarhus | . | S01 | . | T055 | 0.72 | 143.7591
DK_CA_Aarhus | . | S01 | . | T056 | 0.72 | 143.7591
DK_CA_Aarhus | . | S01 | . | T057 | 0.72 | 143.7591
DK_CA_Aarhus | . | S01 | . | T058 | 0.72 | 143.7591
DK_CA_Aarhus | . | S01 | . | T059 | 0.72 | 143.7591
DK_CA_Aarhus | . | S01 | . | T060 | 0.85 | 169.7156
DK_CA_Aarhus | . | S01 | . | T061 | 0.85 | 169.7156
DK_CA_Aarhus | . | S01 | . | T062 | 0.85 | 169.7156
DK_CA_Aarhus | . | S01 | . | T063 | 0.85 | 169.7156
DK_CA_Aarhus | . | S01 | . | T064 | 0.95 | 189.6821
DK_CA_Aarhus | . | S01 | . | T065 | 0.95 | 189.6821
DK_CA_Aarhus | . | S01 | . | T066 | 0.99 | 197.6688
DK_CA_Aarhus | . | S01 | . | T067 | 0.99 | 197.6688
DK_CA_Aarhus | . | S01 | . | T068 | 1 | 199.6654
DK_CA_Aarhus | . | S01 | . | T069 | 1 | 199.6654
DK_CA_Aarhus | . | S01 | . | T070 | 0.99 | 197.6688
DK_CA_Aarhus | . | S01 | . | T071 | 0.99 | 197.6688
DK_CA_Aarhus | . | S01 | . | T072 | 0.99 | 197.6688
DK_CA_Aarhus | . | S01 | . | T073 | 0.99 | 197.6688
DK_CA_Aarhus | . | S01 | . | T074 | 0.99 | 197.6688
DK_CA_Aarhus | . | S01 | . | T075 | 0.99 | 197.6688
DK_CA_Aarhus | . | S01 | . | T076 | 0.99 | 197.6688
DK_CA_Aarhus | . | S01 | . | T077 | 0.99 | 197.6688
DK_CA_Aarhus | . | S01 | . | T078 | 0.99 | 197.6688
DK_CA_Aarhus | . | S01 | . | T079 | 0.95 | 189.6821
DK_CA_Aarhus | . | S01 | . | T080 | 0.95 | 189.6821
DK_CA_Aarhus | . | S01 | . | T081 | 0.95 | 189.6821
DK_CA_Aarhus | . | S01 | . | T082 | 0.95 | 189.6821
DK_CA_Aarhus | . | S01 | . | T083 | 0.95 | 189.6821
DK_CA_Aarhus | . | S01 | . | T084 | 0.95 | 189.6821
DK_CA_Aarhus | . | S01 | . | T085 | 0.85 | 169.7156
DK_CA_Aarhus | . | S01 | . | T086 | 0.85 | 169.7156
DK_CA_Aarhus | . | S01 | . | T087 | 0.72 | 143.7591
DK_CA_Aarhus | . | S01 | . | T088 | 0.57 | 113.8093
DK_CA_Aarhus | . | S01 | . | T089 | 0.72 | 143.7591
DK_CA_Aarhus | . | S01 | . | T090 | 0.72 | 143.7591
DK_CA_Aarhus | . | S01 | . | T091 | 0.85 | 169.7156
DK_CA_Aarhus | . | S01 | . | T092 | 0.85 | 169.7156
DK_CA_Aarhus | . | S01 | . | T093 | 0.72 | 143.7591
DK_CA_Aarhus | . | S01 | . | T094 | 0.72 | 143.7591
DK_CA_Aarhus | . | S01 | . | T095 | 0.72 | 143.7591
DK_CA_Aarhus | . | S01 | . | T096 | 0.85 | 169.7156
DK_CA_Aarhus | . | S01 | . | T097 | 0.95 | 189.6821
DK_CA_Aarhus | . | S01 | . | T098 | 0.95 | 189.6821
DK_CA_Aarhus | . | S01 | . | T099 | 0.95 | 189.6821
DK_CA_Aarhus | . | S01 | . | T100 | 0.95 | 189.6821
DK_CA_Aarhus | . | S01 | . | T101 | 0.99 | 197.6688
DK_CA_Aarhus | . | S01 | . | T102 | 1 | 199.6654
DK_CA_Aarhus | . | S01 | . | T103 | 1 | 199.6654
DK_CA_Aarhus | . | S01 | . | T104 | 1 | 199.6654
DK_CA_Aarhus | . | S01 | . | T105 | 1 | 199.6654
DK_CA_Aarhus | . | S01 | . | T106 | 1 | 199.6654
DK_CA_Aarhus | . | S01 | . | T107 | 1 | 199.6654
DK_CA_Aarhus | . | S01 | . | T108 | 0.99 | 197.6688
DK_CA_Aarhus | . | S01 | . | T109 | 0.99 | 197.6688
DK_CA_Aarhus | . | S01 | . | T110 | 0.95 | 189.6821
DK_CA_Aarhus | . | S01 | . | T111 | 0.95 | 189.6821
DK_CA_Aarhus | . | S01 | . | T112 | 0.95 | 189.6821
DK_CA_Aarhus | . | S01 | . | T113 | 0.95 | 189.6821
DK_CA_Aarhus | . | S01 | . | T114 | 0.95 | 189.6821
DK_CA_Aarhus | . | S01 | . | T115 | 0.95 | 189.6821
DK_CA_Aarhus | . | S01 | . | T116 | 0.95 | 189.6821
DK_CA_Aarhus | . | S01 | . | T117 | 0.99 | 197.6688
DK_CA_Aarhus | . | S01 | . | T118 | 0.99 | 197.6688
DK_CA_Aarhus | . | S01 | . | T119 | 0.99 | 197.6688
DK_CA_Aarhus | . | S01 | . | T120 | 0.99 | 197.6688
DK_CA_Aarhus | . | S01 | . | T121 | 0.99 | 197.6688
DK_CA_Aarhus | . | S01 | . | T122 | 0.99 | 197.6688
DK_CA_Aarhus | . | S01 | . | T123 | 0.99 | 197.6688
DK_CA_Aarhus | . | S01 | . | T124 | 0.99 | 197.6688
DK_CA_Aarhus | . | S01 | . | T125 | 0.99 | 197.6688
DK_CA_Aarhus | . | S01 | . | T126 | 0.99 | 197.6688
DK_CA_Aarhus | . | S01 | . | T127 | 0.95 | 189.6821
DK_CA_Aarhus | . | S01 | . | T128 | 0.95 | 189.6821
DK_CA_Aarhus | . | S01 | . | T129 | 0.85 | 169.7156
DK_CA_Aarhus | . | S01 | . | T130 | 0.95 | 189.6821
DK_CA_Aarhus | . | S01 | . | T131 | 0.95 | 189.6821
DK_CA_Aarhus | . | S01 | . | T132 | 0.99 | 197.6688
DK_CA_Aarhus | . | S01 | . | T133 | 0.99 | 197.6688
DK_CA_Aarhus | . | S01 | . | T134 | 0.99 | 197.6688
DK_CA_Aarhus | . | S01 | . | T135 | 0.99 | 197.6688
DK_CA_Aarhus | . | S01 | . | T136 | 1 | 199.6654
DK_CA_Aarhus | . | S01 | . | T137 | 1 | 199.6654
DK_CA_Aarhus | . | S01 | . | T138 | 1 | 199.6654
DK_CA_Aarhus | . | S01 | . | T139 | 1 | 199.6654
DK_CA_Aarhus | . | S01 | . | T140 | 0.99 | 197.6688
DK_CA_Aarhus | . | S01 | . | T141 | 0.85 | 169.7156
DK_CA_Aarhus | . | S01 | . | T142 | 0.42 | 83.8595
DK_CA_Aarhus | . | S01 | . | T143 | 0.3 | 59.8996
DK_CA_Aarhus | . | S01 | . | T144 | 0.42 | 83.8595
DK_CA_Aarhus | . | S01 | . | T145 | 0.42 | 83.8595
DK_CA_Aarhus | . | S01 | . | T146 | 0.57 | 113.8093
DK_CA_Aarhus | . | S01 | . | T147 | 0.72 | 143.7591
DK_CA_Aarhus | . | S01 | . | T148 | 0.85 | 169.7156
DK_CA_Aarhus | . | S01 | . | T149 | 0.85 | 169.7156
DK_CA_Aarhus | . | S01 | . | T150 | 0.95 | 189.6821
DK_CA_Aarhus | . | S01 | . | T151 | 0.95 | 189.6821
DK_CA_Aarhus | . | S01 | . | T152 | 0.99 | 197.6688
DK_CA_Aarhus | . | S01 | . | T153 | 0.95 | 189.6821
DK_CA_Aarhus | . | S01 | . | T154 | 0.99 | 197.6688
DK_CA_Aarhus | . | S01 | . | T155 | 0.99 | 197.6688
DK_CA_Aarhus | . | S01 | . | T156 | 1 | 199.6654
DK_CA_Aarhus | . | S01 | . | T157 | 1 | 199.6654
DK_CA_Aarhus | . | S01 | . | T158 | 1 | 199.6654
DK_CA_Aarhus | . | S01 | . | T159 | 1 | 199.6654
DK_CA_Aarhus | . | S01 | . | T160 | 1 | 199.6654
DK_CA_Aarhus | . | S01 | . | T161 | 1 | 199.6654
DK_CA_Aarhus | . | S01 | . | T162 | 1 | 199.6654
DK_CA_Aarhus | . | S01 | . | T163 | 1 | 199.6654
DK_CA_Aarhus | . | S01 | . | T164 | 1 | 199.6654
DK_CA_Aarhus | . | S01 | . | T165 | 1 | 199.6654
DK_CA_Aarhus | . | S01 | . | T166 | 1 | 199.6654
DK_CA_Aarhus | . | S01 | . | T167 | 1 | 199.6654
DK_CA_Aarhus | . | S01 | . | T168 | 1 | 199.6654
DK_CA_Aarhus | . | S02 | . | T001 | 1 | 199.6654
DK_CA_Aarhus | . | S02 | . | T002 | 1 | 199.6654
DK_CA_Aarhus | . | S02 | . | T003 | 1 | 199.6654
DK_CA_Aarhus | . | S02 | . | T004 | 1 | 199.6654
DK_CA_Aarhus | . | S02 | . | T005 | 1 | 199.6654
DK_CA_Aarhus | . | S02 | . | T006 | 1 | 199.6654
DK_CA_Aarhus | . | S02 | . | T007 | 1 | 199.6654
DK_CA_Aarhus | . | S02 | . | T008 | 1 | 199.6654
DK_CA_Aarhus | . | S02 | . | T009 | 1 | 199.6654
DK_CA_Aarhus | . | S02 | . | T010 | 1 | 199.6654
DK_CA_Aarhus | . | S02 | . | T011 | 1 | 199.6654
DK_CA_Aarhus | . | S02 | . | T012 | 1 | 199.6654
DK_CA_Aarhus | . | S02 | . | T013 | 0.99 | 197.6688
DK_CA_Aarhus | . | S02 | . | T014 | 0.99 | 197.6688
DK_CA_Aarhus | . | S02 | . | T015 | 1 | 199.6654
DK_CA_Aarhus | . | S02 | . | T016 | 1 | 199.6654
DK_CA_Aarhus | . | S02 | . | T017 | 1 | 199.6654
DK_CA_Aarhus | . | S02 | . | T018 | 1 | 199.6654
DK_CA_Aarhus | . | S02 | . | T019 | 1 | 199.6654
DK_CA_Aarhus | . | S02 | . | T020 | 1 | 199.6654
DK_CA_Aarhus | . | S02 | . | T021 | 1 | 199.6654
DK_CA_Aarhus | . | S02 | . | T022 | 1 | 199.6654
DK_CA_Aarhus | . | S02 | . | T023 | 1 | 199.6654
DK_CA_Aarhus | . | S02 | . | T024 | 1 | 199.6654
DK_CA_Aarhus | . | S02 | . | T025 | 1 | 199.6654
DK_CA_Aarhus | . | S02 | . | T026 | 1 | 199.6654
DK_CA_Aarhus | . | S02 | . | T027 | 1 | 199.6654
DK_CA_Aarhus | . | S02 | . | T028 | 1 | 199.6654
DK_CA_Aarhus | . | S02 | . | T029 | 1 | 199.6654
DK_CA_Aarhus | . | S02 | . | T030 | 1 | 199.6654
DK_CA_Aarhus | . | S02 | . | T031 | 1 | 199.6654
DK_CA_Aarhus | . | S02 | . | T032 | 0.99 | 197.6688
DK_CA_Aarhus | . | S02 | . | T033 | 0.99 | 197.6688
DK_CA_Aarhus | . | S02 | . | T034 | 0.95 | 189.6821
DK_CA_Aarhus | . | S02 | . | T035 | 0.95 | 189.6821
DK_CA_Aarhus | . | S02 | . | T036 | 0.85 | 169.7156
DK_CA_Aarhus | . | S02 | . | T037 | 0.72 | 143.7591
DK_CA_Aarhus | . | S02 | . | T038 | 0.72 | 143.7591
DK_CA_Aarhus | . | S02 | . | T039 | 0.57 | 113.8093
DK_CA_Aarhus | . | S02 | . | T040 | 0.57 | 113.8093
DK_CA_Aarhus | . | S02 | . | T041 | 0.57 | 113.8093
DK_CA_Aarhus | . | S02 | . | T042 | 0.57 | 113.8093
DK_CA_Aarhus | . | S02 | . | T043 | 0.72 | 143.7591
DK_CA_Aarhus | . | S02 | . | T044 | 0.57 | 113.8093
DK_CA_Aarhus | . | S02 | . | T045 | 0.57 | 113.8093
DK_CA_Aarhus | . | S02 | . | T046 | 0.57 | 113.8093
DK_CA_Aarhus | . | S02 | . | T047 | 0.57 | 113.8093
DK_CA_Aarhus | . | S02 | . | T048 | 0.57 | 113.8093
DK_CA_Aarhus | . | S02 | . | T049 | 0.57 | 113.8093
DK_CA_Aarhus | . | S02 | . | T050 | 0.57 | 113.8093
DK_CA_Aarhus | . | S02 | . | T051 | 0.57 | 113.8093
DK_CA_Aarhus | . | S02 | . | T052 | 0.57 | 113.8093
DK_CA_Aarhus | . | S02 | . | T053 | 0.57 | 113.8093
DK_CA_Aarhus | . | S02 | . | T054 | 0.57 | 113.8093
DK_CA_Aarhus | . | S02 | . | T055 | 0.57 | 113.8093
DK_CA_Aarhus | . | S02 | . | T056 | 0.57 | 113.8093
DK_CA_Aarhus | . | S02 | . | T057 | 0.57 | 113.8093
DK_CA_Aarhus | . | S02 | . | T058 | 0.42 | 83.8595
DK_CA_Aarhus | . | S02 | . | T059 | 0.42 | 83.8595
DK_CA_Aarhus | . | S02 | . | T060 | 0.57 | 113.8093
DK_CA_Aarhus | . | S02 | . | T061 | 0.57 | 113.8093
DK_CA_Aarhus | . | S02 | . | T062 | 0.57 | 113.8093
DK_CA_Aarhus | . | S02 | . | T063 | 0.57 | 113.8093
DK_CA_Aarhus | . | S02 | . | T064 | 0.57 | 113.8093
DK_CA_Aarhus | . | S02 | . | T065 | 0.57 | 113.8093
DK_CA_Aarhus | . | S02 | . | T066 | 0.57 | 113.8093
DK_CA_Aarhus | . | S02 | . | T067 | 0.57 | 113.8093
DK_CA_Aarhus | . | S02 | . | T068 | 0.42 | 83.8595
DK_CA_Aarhus | . | S02 | . | T069 | 0.42 | 83.8595
DK_CA_Aarhus | . | S02 | . | T070 | 0.3 | 59.8996
DK_CA_Aarhus | . | S02 | . | T071 | 0.3 | 59.8996
DK_CA_Aarhus | . | S02 | . | T072 | 0.19 | 37.9364
DK_CA_Aarhus | . | S02 | . | T073 | 0.12 | 23.9598
DK_CA_Aarhus | . | S02 | . | T074 | 0.06 | 11.9799
DK_CA_Aarhus | . | S02 | . | T075 | 0.03 | 5.99
DK_CA_Aarhus | . | S02 | . | T076 | 0 | 0
DK_CA_Aarhus | . | S02 | . | T077 | 0 | 0
DK_CA_Aarhus | . | S02 | . | T078 | 0 | 0
DK_CA_Aarhus | . | S02 | . | T079 | 0 | 0
DK_CA_Aarhus | . | S02 | . | T080 | 0 | 0
DK_CA_Aarhus | . | S02 | . | T081 | 0.06 | 11.9799
DK_CA_Aarhus | . | S02 | . | T082 | 0.06 | 11.9799
DK_CA_Aarhus | . | S02 | . | T083 | 0.06 | 11.9799
DK_CA_Aarhus | . | S02 | . | T084 | 0.06 | 11.9799
DK_CA_Aarhus | . | S02 | . | T085 | 0.06 | 11.9799
DK_CA_Aarhus | . | S02 | . | T086 | 0.03 | 5.99
DK_CA_Aarhus | . | S02 | . | T087 | 0.03 | 5.99
DK_CA_Aarhus | . | S02 | . | T088 | 0.06 | 11.9799
DK_CA_Aarhus | . | S02 | . | T089 | 0.06 | 11.9799
DK_CA_Aarhus | . | S02 | . | T090 | 0.03 | 5.99
DK_CA_Aarhus | . | S02 | . | T091 | 0.03 | 5.99
DK_CA_Aarhus | . | S02 | . | T092 | 0.03 | 5.99
DK_CA_Aarhus | . | S02 | . | T093 | 0 | 0
DK_CA_Aarhus | . | S02 | . | T094 | 0 | 0
DK_CA_Aarhus | . | S02 | . | T095 | 0 | 0
DK_CA_Aarhus | . | S02 | . | T096 | 0 | 0
DK_CA_Aarhus | . | S02 | . | T097 | 0 | 0
DK_CA_Aarhus | . | S02 | . | T098 | 0 | 0
DK_CA_Aarhus | . | S02 | . | T099 | 0 | 0
DK_CA_Aarhus | . | S02 | . | T100 | 0.03 | 5.99
DK_CA_Aarhus | . | S02 | . | T101 | 0.12 | 23.9598
DK_CA_Aarhus | . | S02 | . | T102 | 0.19 | 37.9364
DK_CA_Aarhus | . | S02 | . | T103 | 0.19 | 37.9364
DK_CA_Aarhus | . | S02 | . | T104 | 0.42 | 83.8595
DK_CA_Aarhus | . | S02 | . | T105 | 0.42 | 83.8595
DK_CA_Aarhus | . | S02 | . | T106 | 0.42 | 83.8595
DK_CA_Aarhus | . | S02 | . | T107 | 0.42 | 83.8595
DK_CA_Aarhus | . | S02 | . | T108 | 0.42 | 83.8595
DK_CA_Aarhus | . | S02 | . | T109 | 0.42 | 83.8595
DK_CA_Aarhus | . | S02 | . | T110 | 0.57 | 113.8093
DK_CA_Aarhus | . | S02 | . | T111 | 0.57 | 113.8093
DK_CA_Aarhus | . | S02 | . | T112 | 0.57 | 113.8093
DK_CA_Aarhus | . | S02 | . | T113 | 0.72 | 143.7591
DK_CA_Aarhus | . | S02 | . | T114 | 0.57 | 113.8093
DK_CA_Aarhus | . | S02 | . | T115 | 0.57 | 113.8093
DK_CA_Aarhus | . | S02 | . | T116 | 0.57 | 113.8093
DK_CA_Aarhus | . | S02 | . | T117 | 0.42 | 83.8595
DK_CA_Aarhus | . | S02 | . | T118 | 0.42 | 83.8595
DK_CA_Aarhus | . | S02 | . | T119 | 0.42 | 83.8595
DK_CA_Aarhus | . | S02 | . | T120 | 0.42 | 83.8595
DK_CA_Aarhus | . | S02 | . | T121 | 0.42 | 83.8595
DK_CA_Aarhus | . | S02 | . | T122 | 0.42 | 83.8595
DK_CA_Aarhus | . | S02 | . | T123 | 0.3 | 59.8996
DK_CA_Aarhus | . | S02 | . | T124 | 0.19 | 37.9364
DK_CA_Aarhus | . | S02 | . | T125 | 0.19 | 37.9364
DK_CA_Aarhus | . | S02 | . | T126 | 0.12 | 23.9598
DK_CA_Aarhus | . | S02 | . | T127 | 0.12 | 23.9598
DK_CA_Aarhus | . | S02 | . | T128 | 0.12 | 23.9598
DK_CA_Aarhus | . | S02 | . | T129 | 0.12 | 23.9598
DK_CA_Aarhus | . | S02 | . | T130 | 0.06 | 11.9799
DK_CA_Aarhus | . | S02 | . | T131 | 0.06 | 11.9799
DK_CA_Aarhus | . | S02 | . | T132 | 0.06 | 11.9799
DK_CA_Aarhus | . | S02 | . | T133 | 0.03 | 5.99
DK_CA_Aarhus | . | S02 | . | T134 | 0.03 | 5.99
DK_CA_Aarhus | . | S02 | . | T135 | 0.03 | 5.99
DK_CA_Aarhus | . | S02 | . | T136 | 0.03 | 5.99
DK_CA_Aarhus | . | S02 | . | T137 | 0.03 | 5.99
DK_CA_Aarhus | . | S02 | . | T138 | 0 | 0
DK_CA_Aarhus | . | S02 | . | T139 | 0 | 0
DK_CA_Aarhus | . | S02 | . | T140 | 0 | 0
DK_CA_Aarhus | . | S02 | . | T141 | 0 | 0
DK_CA_Aarhus | . | S02 | . | T142 | 0 | 0
DK_CA_Aarhus | . | S02 | . | T143 | 0 | 0
DK_CA_Aarhus | . | S02 | . | T144 | 0 | 0
DK_CA_Aarhus | . | S02 | . | T145 | 0 | 0
DK_CA_Aarhus | . | S02 | . | T146 | 0 | 0
DK_CA_Aarhus | . | S02 | . | T147 | 0 | 0
DK_CA_Aarhus | . | S02 | . | T148 | 0 | 0
DK_CA_Aarhus | . | S02 | . | T149 | 0 | 0
DK_CA_Aarhus | . | S02 | . | T150 | 0 | 0
DK_CA_Aarhus | . | S02 | . | T151 | 0 | 0
DK_CA_Aarhus | . | S02 | . | T152 | 0 | 0
DK_CA_Aarhus | . | S02 | . | T153 | 0 | 0
DK_CA_Aarhus | . | S02 | . | T154 | 0 | 0
DK_CA_Aarhus | . | S02 | . | T155 | 0 | 0
DK_CA_Aarhus | . | S02 | . | T156 | 0 | 0
DK_CA_Aarhus | . | S02 | . | T157 | 0 | 0
DK_CA_Aarhus | . | S02 | . | T158 | 0.03 | 5.99
DK_CA_Aarhus | . | S02 | . | T159 | 0.06 | 11.9799
DK_CA_Aarhus | . | S02 | . | T160 | 0.12 | 23.9598
DK_CA_Aarhus | . | S02 | . | T161 | 0.12 | 23.9598
DK_CA_Aarhus | . | S02 | . | T162 | 0.19 | 37.9364
DK_CA_Aarhus | . | S02 | . | T163 | 0.3 | 59.8996
DK_CA_Aarhus | . | S02 | . | T164 | 0.3 | 59.8996
DK_CA_Aarhus | . | S02 | . | T165 | 0.19 | 37.9364
DK_CA_Aarhus | . | S02 | . | T166 | 0.19 | 37.9364
DK_CA_Aarhus | . | S02 | . | T167 | 0.3 | 59.8996
DK_CA_Aarhus | . | S02 | . | T168 | 0.3 | 59.8996
DK_CA_Aarhus | . | S03 | . | T001 | 0.3 | 59.8996
DK_CA_Aarhus | . | S03 | . | T002 | 0.3 | 59.8996
DK_CA_Aarhus | . | S03 | . | T003 | 0.3 | 59.8996
DK_CA_Aarhus | . | S03 | . | T004 | 0.3 | 59.8996
DK_CA_Aarhus | . | S03 | . | T005 | 0.3 | 59.8996
DK_CA_Aarhus | . | S03 | . | T006 | 0.3 | 59.8996
DK_CA_Aarhus | . | S03 | . | T007 | 0.3 | 59.8996
DK_CA_Aarhus | . | S03 | . | T008 | 0.19 | 37.9364
DK_CA_Aarhus | . | S03 | . | T009 | 0.19 | 37.9364
DK_CA_Aarhus | . | S03 | . | T010 | 0.12 | 23.9598
DK_CA_Aarhus | . | S03 | . | T011 | 0.12 | 23.9598
DK_CA_Aarhus | . | S03 | . | T012 | 0.06 | 11.9799
DK_CA_Aarhus | . | S03 | . | T013 | 0.06 | 11.9799
DK_CA_Aarhus | . | S03 | . | T014 | 0.03 | 5.99
DK_CA_Aarhus | . | S03 | . | T015 | 0 | 0
DK_CA_Aarhus | . | S03 | . | T016 | 0 | 0
DK_CA_Aarhus | . | S03 | . | T017 | 0 | 0
DK_CA_Aarhus | . | S03 | . | T018 | 0 | 0
DK_CA_Aarhus | . | S03 | . | T019 | 0.03 | 5.99
DK_CA_Aarhus | . | S03 | . | T020 | 0.03 | 5.99
DK_CA_Aarhus | . | S03 | . | T021 | 0 | 0
DK_CA_Aarhus | . | S03 | . | T022 | 0 | 0
DK_CA_Aarhus | . | S03 | . | T023 | 0 | 0
DK_CA_Aarhus | . | S03 | . | T024 | 0 | 0
DK_CA_Aarhus | . | S03 | . | T025 | 0 | 0
DK_CA_Aarhus | . | S03 | . | T026 | 0.03 | 5.99
DK_CA_Aarhus | . | S03 | . | T027 | 0.03 | 5.99
DK_CA_Aarhus | . | S03 | . | T028 | 0.06 | 11.9799
DK_CA_Aarhus | . | S03 | . | T029 | 0.06 | 11.9799
DK_CA_Aarhus | . | S03 | . | T030 | 0.06 | 11.9799
DK_CA_Aarhus | . | S03 | . | T031 | 0.12 | 23.9598
DK_CA_Aarhus | . | S03 | . | T032 | 0.19 | 37.9364
DK_CA_Aarhus | . | S03 | . | T033 | 0.19 | 37.9364
DK_CA_Aarhus | . | S03 | . | T034 | 0.19 | 37.9364
DK_CA_Aarhus | . | S03 | . | T035 | 0.19 | 37.9364
DK_CA_Aarhus | . | S03 | . | T036 | 0.19 | 37.9364
DK_CA_Aarhus | . | S03 | . | T037 | 0.19 | 37.9364
DK_CA_Aarhus | . | S03 | . | T038 | 0.3 | 59.8996
DK_CA_Aarhus | . | S03 | . | T039 | 0.19 | 37.9364
DK_CA_Aarhus | . | S03 | . | T040 | 0.3 | 59.8996
DK_CA_Aarhus | . | S03 | . | T041 | 0.3 | 59.8996
DK_CA_Aarhus | . | S03 | . | T042 | 0.3 | 59.8996
DK_CA_Aarhus | . | S03 | . | T043 | 0.3 | 59.8996
DK_CA_Aarhus | . | S03 | . | T044 | 0.42 | 83.8595
DK_CA_Aarhus | . | S03 | . | T045 | 0.3 | 59.8996
DK_CA_Aarhus | . | S03 | . | T046 | 0.3 | 59.8996
DK_CA_Aarhus | . | S03 | . | T047 | 0.3 | 59.8996
DK_CA_Aarhus | . | S03 | . | T048 | 0.3 | 59.8996
DK_CA_Aarhus | . | S03 | . | T049 | 0.3 | 59.8996
DK_CA_Aarhus | . | S03 | . | T050 | 0.3 | 59.8996
DK_CA_Aarhus | . | S03 | . | T051 | 0.3 | 59.8996
DK_CA_Aarhus | . | S03 | . | T052 | 0.3 | 59.8996
DK_CA_Aarhus | . | S03 | . | T053 | 0.3 | 59.8996
DK_CA_Aarhus | . | S03 | . | T054 | 0.3 | 59.8996
DK_CA_Aarhus | . | S03 | . | T055 | 0.3 | 59.8996
DK_CA_Aarhus | . | S03 | . | T056 | 0.3 | 59.8996
DK_CA_Aarhus | . | S03 | . | T057 | 0.3 | 59.8996
DK_CA_Aarhus | . | S03 | . | T058 | 0.3 | 59.8996
DK_CA_Aarhus | . | S03 | . | T059 | 0.3 | 59.8996
DK_CA_Aarhus | . | S03 | . | T060 | 0.42 | 83.8595
DK_CA_Aarhus | . | S03 | . | T061 | 0.42 | 83.8595
DK_CA_Aarhus | . | S03 | . | T062 | 0.42 | 83.8595
DK_CA_Aarhus | . | S03 | . | T063 | 0.42 | 83.8595
DK_CA_Aarhus | . | S03 | . | T064 | 0.3 | 59.8996
DK_CA_Aarhus | . | S03 | . | T065 | 0.3 | 59.8996
DK_CA_Aarhus | . | S03 | . | T066 | 0.3 | 59.8996
DK_CA_Aarhus | . | S03 | . | T067 | 0.42 | 83.8595
DK_CA_Aarhus | . | S03 | . | T068 | 0.42 | 83.8595
DK_CA_Aarhus | . | S03 | . | T069 | 0.42 | 83.8595
DK_CA_Aarhus | . | S03 | . | T070 | 0.3 | 59.8996
DK_CA_Aarhus | . | S03 | . | T071 | 0.3 | 59.8996
DK_CA_Aarhus | . | S03 | . | T072 | 0.3 | 59.8996
DK_CA_Aarhus | . | S03 | . | T073 | 0.3 | 59.8996
DK_CA_Aarhus | . | S03 | . | T074 | 0.3 | 59.8996
DK_CA_Aarhus | . | S03 | . | T075 | 0.3 | 59.8996
DK_CA_Aarhus | . | S03 | . | T076 | 0.3 | 59.8996
DK_CA_Aarhus | . | S03 | . | T077 | 0.19 | 37.9364
DK_CA_Aarhus | . | S03 | . | T078 | 0.3 | 59.8996
DK_CA_Aarhus | . | S03 | . | T079 | 0.3 | 59.8996
DK_CA_Aarhus | . | S03 | . | T080 | 0.3 | 59.8996
DK_CA_Aarhus | . | S03 | . | T081 | 0.42 | 83.8595
DK_CA_Aarhus | . | S03 | . | T082 | 0.42 | 83.8595
DK_CA_Aarhus | . | S03 | . | T083 | 0.42 | 83.8595
DK_CA_Aarhus | . | S03 | . | T084 | 0.3 | 59.8996
DK_CA_Aarhus | . | S03 | . | T085 | 0.3 | 59.8996
DK_CA_Aarhus | . | S03 | . | T086 | 0.3 | 59.8996
DK_CA_Aarhus | . | S03 | . | T087 | 0.3 | 59.8996
DK_CA_Aarhus | . | S03 | . | T088 | 0.3 | 59.8996
DK_CA_Aarhus | . | S03 | . | T089 | 0.3 | 59.8996
DK_CA_Aarhus | . | S03 | . | T090 | 0.3 | 59.8996
DK_CA_Aarhus | . | S03 | . | T091 | 0.3 | 59.8996
DK_CA_Aarhus | . | S03 | . | T092 | 0.3 | 59.8996
DK_CA_Aarhus | . | S03 | . | T093 | 0.42 | 83.8595
DK_CA_Aarhus | . | S03 | . | T094 | 0.42 | 83.8595
DK_CA_Aarhus | . | S03 | . | T095 | 0.3 | 59.8996
DK_CA_Aarhus | . | S03 | . | T096 | 0.3 | 59.8996
DK_CA_Aarhus | . | S03 | . | T097 | 0.3 | 59.8996
DK_CA_Aarhus | . | S03 | . | T098 | 0.3 | 59.8996
DK_CA_Aarhus | . | S03 | . | T099 | 0.3 | 59.8996
DK_CA_Aarhus | . | S03 | . | T100 | 0.3 | 59.8996
DK_CA_Aarhus | . | S03 | . | T101 | 0.3 | 59.8996
DK_CA_Aarhus | . | S03 | . | T102 | 0.42 | 83.8595
DK_CA_Aarhus | . | S03 | . | T103 | 0.42 | 83.8595
DK_CA_Aarhus | . | S03 | . | T104 | 0.3 | 59.8996
DK_CA_Aarhus | . | S03 | . | T105 | 0.3 | 59.8996
DK_CA_Aarhus | . | S03 | . | T106 | 0.3 | 59.8996
DK_CA_Aarhus | . | S03 | . | T107 | 0.3 | 59.8996
DK_CA_Aarhus | . | S03 | . | T108 | 0.3 | 59.8996
DK_CA_Aarhus | . | S03 | . | T109 | 0.3 | 59.8996
DK_CA_Aarhus | . | S03 | . | T110 | 0.3 | 59.8996
DK_CA_Aarhus | . | S03 | . | T111 | 0.3 | 59.8996
DK_CA_Aarhus | . | S03 | . | T112 | 0.3 | 59.8996
DK_CA_Aarhus | . | S03 | . | T113 | 0.3 | 59.8996
DK_CA_Aarhus | . | S03 | . | T114 | 0.19 | 37.9364
DK_CA_Aarhus | . | S03 | . | T115 | 0.3 | 59.8996
DK_CA_Aarhus | . | S03 | . | T116 | 0.19 | 37.9364
DK_CA_Aarhus | . | S03 | . | T117 | 0.19 | 37.9364
DK_CA_Aarhus | . | S03 | . | T118 | 0.19 | 37.9364
DK_CA_Aarhus | . | S03 | . | T119 | 0.19 | 37.9364
DK_CA_Aarhus | . | S03 | . | T120 | 0.19 | 37.9364
DK_CA_Aarhus | . | S03 | . | T121 | 0.3 | 59.8996
DK_CA_Aarhus | . | S03 | . | T122 | 0.19 | 37.9364
DK_CA_Aarhus | . | S03 | . | T123 | 0.19 | 37.9364
DK_CA_Aarhus | . | S03 | . | T124 | 0.3 | 59.8996
DK_CA_Aarhus | . | S03 | . | T125 | 0.3 | 59.8996
DK_CA_Aarhus | . | S03 | . | T126 | 0.3 | 59.8996
DK_CA_Aarhus | . | S03 | . | T127 | 0.19 | 37.9364
DK_CA_Aarhus | . | S03 | . | T128 | 0.3 | 59.8996
DK_CA_Aarhus | . | S03 | . | T129 | 0.12 | 23.9598
DK_CA_Aarhus | . | S03 | . | T130 | 0.12 | 23.9598
DK_CA_Aarhus | . | S03 | . | T131 | 0.06 | 11.9799
DK_CA_Aarhus | . | S03 | . | T132 | 0.06 | 11.9799
DK_CA_Aarhus | . | S03 | . | T133 | 0.06 | 11.9799
DK_CA_Aarhus | . | S03 | . | T134 | 0.06 | 11.9799
DK_CA_Aarhus | . | S03 | . | T135 | 0.06 | 11.9799
DK_CA_Aarhus | . | S03 | . | T136 | 0.06 | 11.9799
DK_CA_Aarhus | . | S03 | . | T137 | 0.06 | 11.9799
DK_CA_Aarhus | . | S03 | . | T138 | 0.06 | 11.9799
DK_CA_Aarhus | . | S03 | . | T139 | 0.06 | 11.9799
DK_CA_Aarhus | . | S03 | . | T140 | 0.06 | 11.9799
DK_CA_Aarhus | . | S03 | . | T141 | 0.06 | 11.9799
DK_CA_Aarhus | . | S03 | . | T142 | 0.06 | 11.9799
DK_CA_Aarhus | . | S03 | . | T143 | 0.03 | 5.99
DK_CA_Aarhus | . | S03 | . | T144 | 0.03 | 5.99
DK_CA_Aarhus | . | S03 | . | T145 | 0.03 | 5.99
DK_CA_Aarhus | . | S03 | . | T146 | 0.06 | 11.9799
DK_CA_Aarhus | . | S03 | . | T147 | 0.06 | 11.9799
DK_CA_Aarhus | . | S03 | . | T148 | 0.06 | 11.9799
DK_CA_Aarhus | . | S03 | . | T149 | 0.06 | 11.9799
DK_CA_Aarhus | . | S03 | . | T150 | 0.12 | 23.9598
DK_CA_Aarhus | . | S03 | . | T151 | 0.12 | 23.9598
DK_CA_Aarhus | . | S03 | . | T152 | 0.12 | 23.9598
DK_CA_Aarhus | . | S03 | . | T153 | 0.12 | 23.9598
DK_CA_Aarhus | . | S03 | . | T154 | 0.12 | 23.9598
DK_CA_Aarhus | . | S03 | . | T155 | 0.12 | 23.9598
DK_CA_Aarhus | . | S03 | . | T156 | 0.12 | 23.9598
DK_CA_Aarhus | . | S03 | . | T157 | 0.12 | 23.9598
DK_CA_Aarhus | . | S03 | . | T158 | 0.12 | 23.9598
DK_CA_Aarhus | . | S03 | . | T159 | 0.12 | 23.9598
DK_CA_Aarhus | . | S03 | . | T160 | 0.19 | 37.9364
DK_CA_Aarhus | . | S03 | . | T161 | 0.19 | 37.9364
DK_CA_Aarhus | . | S03 | . | T162 | 0.19 | 37.9364
DK_CA_Aarhus | . | S03 | . | T163 | 0.3 | 59.8996
DK_CA_Aarhus | . | S03 | . | T164 | 0.3 | 59.8996
DK_CA_Aarhus | . | S03 | . | T165 | 0.3 | 59.8996
DK_CA_Aarhus | . | S03 | . | T166 | 0.3 | 59.8996
DK_CA_Aarhus | . | S03 | . | T167 | 0.3 | 59.8996
DK_CA_Aarhus | . | S03 | . | T168 | 0.3 | 59.8996
DK_CA_Aarhus | . | S04 | . | T001 | 0.3 | 59.8996
DK_CA_Aarhus | . | S04 | . | T002 | 0.3 | 59.8996
DK_CA_Aarhus | . | S04 | . | T003 | 0.3 | 59.8996
DK_CA_Aarhus | . | S04 | . | T004 | 0.3 | 59.8996
DK_CA_Aarhus | . | S04 | . | T005 | 0.3 | 59.8996
DK_CA_Aarhus | . | S04 | . | T006 | 0.3 | 59.8996
DK_CA_Aarhus | . | S04 | . | T007 | 0.42 | 83.8595
DK_CA_Aarhus | . | S04 | . | T008 | 0.3 | 59.8996
DK_CA_Aarhus | . | S04 | . | T009 | 0.3 | 59.8996
DK_CA_Aarhus | . | S04 | . | T010 | 0.42 | 83.8595
DK_CA_Aarhus | . | S04 | . | T011 | 0.42 | 83.8595
DK_CA_Aarhus | . | S04 | . | T012 | 0.3 | 59.8996
DK_CA_Aarhus | . | S04 | . | T013 | 0.3 | 59.8996
DK_CA_Aarhus | . | S04 | . | T014 | 0.42 | 83.8595
DK_CA_Aarhus | . | S04 | . | T015 | 0.42 | 83.8595
DK_CA_Aarhus | . | S04 | . | T016 | 0.42 | 83.8595
DK_CA_Aarhus | . | S04 | . | T017 | 0.42 | 83.8595
DK_CA_Aarhus | . | S04 | . | T018 | 0.42 | 83.8595
DK_CA_Aarhus | . | S04 | . | T019 | 0.42 | 83.8595
DK_CA_Aarhus | . | S04 | . | T020 | 0.42 | 83.8595
DK_CA_Aarhus | . | S04 | . | T021 | 0.42 | 83.8595
DK_CA_Aarhus | . | S04 | . | T022 | 0.57 | 113.8093
DK_CA_Aarhus | . | S04 | . | T023 | 0.57 | 113.8093
DK_CA_Aarhus | . | S04 | . | T024 | 0.57 | 113.8093
DK_CA_Aarhus | . | S04 | . | T025 | 0.57 | 113.8093
DK_CA_Aarhus | . | S04 | . | T026 | 0.72 | 143.7591
DK_CA_Aarhus | . | S04 | . | T027 | 0.72 | 143.7591
DK_CA_Aarhus | . | S04 | . | T028 | 0.85 | 169.7156
DK_CA_Aarhus | . | S04 | . | T029 | 0.85 | 169.7156
DK_CA_Aarhus | . | S04 | . | T030 | 0.85 | 169.7156
DK_CA_Aarhus | . | S04 | . | T031 | 0.85 | 169.7156
DK_CA_Aarhus | . | S04 | . | T032 | 0.85 | 169.7156
DK_CA_Aarhus | . | S04 | . | T033 | 0.95 | 189.6821
DK_CA_Aarhus | . | S04 | . | T034 | 0.95 | 189.6821
DK_CA_Aarhus | . | S04 | . | T035 | 0.99 | 197.6688
DK_CA_Aarhus | . | S04 | . | T036 | 0.99 | 197.6688
DK_CA_Aarhus | . | S04 | . | T037 | 0.99 | 197.6688
DK_CA_Aarhus | . | S04 | . | T038 | 0.99 | 197.6688
DK_CA_Aarhus | . | S04 | . | T039 | 0.99 | 197.6688
DK_CA_Aarhus | . | S04 | . | T040 | 0.99 | 197.6688
DK_CA_Aarhus | . | S04 | . | T041 | 0.99 | 197.6688
DK_CA_Aarhus | . | S04 | . | T042 | 0.99 | 197.6688
DK_CA_Aarhus | . | S04 | . | T043 | 0.99 | 197.6688
DK_CA_Aarhus | . | S04 | . | T044 | 0.99 | 197.6688
DK_CA_Aarhus | . | S04 | . | T045 | 0.95 | 189.6821
DK_CA_Aarhus | . | S04 | . | T046 | 0.95 | 189.6821
DK_CA_Aarhus | . | S04 | . | T047 | 0.95 | 189.6821
DK_CA_Aarhus | . | S04 | . | T048 | 0.95 | 189.6821
DK_CA_Aarhus | . | S04 | . | T049 | 0.95 | 189.6821
DK_CA_Aarhus | . | S04 | . | T050 | 0.95 | 189.6821
DK_CA_Aarhus | . | S04 | . | T051 | 0.95 | 189.6821
DK_CA_Aarhus | . | S04 | . | T052 | 0.85 | 169.7156
DK_CA_Aarhus | . | S04 | . | T053 | 0.85 | 169.7156
DK_CA_Aarhus | . | S04 | . | T054 | 0.72 | 143.7591
DK_CA_Aarhus | . | S04 | . | T055 | 0.72 | 143.7591
DK_CA_Aarhus | . | S04 | . | T056 | 0.85 | 169.7156
DK_CA_Aarhus | . | S04 | . | T057 | 0.85 | 169.7156
DK_CA_Aarhus | . | S04 | . | T058 | 0.72 | 143.7591
DK_CA_Aarhus | . | S04 | . | T059 | 0.72 | 143.7591
DK_CA_Aarhus | . | S04 | . | T060 | 0.72 | 143.7591
DK_CA_Aarhus | . | S04 | . | T061 | 0.72 | 143.7591
DK_CA_Aarhus | . | S04 | . | T062 | 0.57 | 113.8093
DK_CA_Aarhus | . | S04 | . | T063 | 0.57 | 113.8093
DK_CA_Aarhus | . | S04 | . | T064 | 0.57 | 113.8093
DK_CA_Aarhus | . | S04 | . | T065 | 0.72 | 143.7591
DK_CA_Aarhus | . | S04 | . | T066 | 0.85 | 169.7156
DK_CA_Aarhus | . | S04 | . | T067 | 0.95 | 189.6821
DK_CA_Aarhus | . | S04 | . | T068 | 0.99 | 197.6688
DK_CA_Aarhus | . | S04 | . | T069 | 1 | 199.6654
DK_CA_Aarhus | . | S04 | . | T070 | 1 | 199.6654
DK_CA_Aarhus | . | S04 | . | T071 | 1 | 199.6654
DK_CA_Aarhus | . | S04 | . | T072 | 1 | 199.6654
DK_CA_Aarhus | . | S04 | . | T073 | 1 | 199.6654
DK_CA_Aarhus | . | S04 | . | T074 | 1 | 199.6654
DK_CA_Aarhus | . | S04 | . | T075 | 1 | 199.6654
DK_CA_Aarhus | . | S04 | . | T076 | 1 | 199.6654
DK_CA_Aarhus | . | S04 | . | T077 | 1 | 199.6654
DK_CA_Aarhus | . | S04 | . | T078 | 1 | 199.6654
DK_CA_Aarhus | . | S04 | . | T079 | 1 | 199.6654
DK_CA_Aarhus | . | S04 | . | T080 | 1 | 199.6654
DK_CA_Aarhus | . | S04 | . | T081 | 1 | 199.6654
DK_CA_Aarhus | . | S04 | . | T082 | 1 | 199.6654
DK_CA_Aarhus | . | S04 | . | T083 | 1 | 199.6654
DK_CA_Aarhus | . | S04 | . | T084 | 1 | 199.6654
DK_CA_Aarhus | . | S04 | . | T085 | 1 | 199.6654
DK_CA_Aarhus | . | S04 | . | T086 | 1 | 199.6654
DK_CA_Aarhus | . | S04 | . | T087 | 1 | 199.6654
DK_CA_Aarhus | . | S04 | . | T088 | 1 | 199.6654
DK_CA_Aarhus | . | S04 | . | T089 | 1 | 199.6654
DK_CA_Aarhus | . | S04 | . | T090 | 0.99 | 197.6688
DK_CA_Aarhus | . | S04 | . | T091 | 0.99 | 197.6688
DK_CA_Aarhus | . | S04 | . | T092 | 0.99 | 197.6688
DK_CA_Aarhus | . | S04 | . | T093 | 0.95 | 189.6821
DK_CA_Aarhus | . | S04 | . | T094 | 0.85 | 169.7156
DK_CA_Aarhus | . | S04 | . | T095 | 0.85 | 169.7156
DK_CA_Aarhus | . | S04 | . | T096 | 0.85 | 169.7156
DK_CA_Aarhus | . | S04 | . | T097 | 0.85 | 169.7156
DK_CA_Aarhus | . | S04 | . | T098 | 0.85 | 169.7156
DK_CA_Aarhus | . | S04 | . | T099 | 0.85 | 169.7156
DK_CA_Aarhus | . | S04 | . | T100 | 0.85 | 169.7156
DK_CA_Aarhus | . | S04 | . | T101 | 0.85 | 169.7156
DK_CA_Aarhus | . | S04 | . | T102 | 0.85 | 169.7156
DK_CA_Aarhus | . | S04 | . | T103 | 0.85 | 169.7156
DK_CA_Aarhus | . | S04 | . | T104 | 0.85 | 169.7156
DK_CA_Aarhus | . | S04 | . | T105 | 0.95 | 189.6821
DK_CA_Aarhus | . | S04 | . | T106 | 0.95 | 189.6821
DK_CA_Aarhus | . | S04 | . | T107 | 0.95 | 189.6821
DK_CA_Aarhus | . | S04 | . | T108 | 0.95 | 189.6821
DK_CA_Aarhus | . | S04 | . | T109 | 0.95 | 189.6821
DK_CA_Aarhus | . | S04 | . | T110 | 0.95 | 189.6821
DK_CA_Aarhus | . | S04 | . | T111 | 0.85 | 169.7156
DK_CA_Aarhus | . | S04 | . | T112 | 0.85 | 169.7156
DK_CA_Aarhus | . | S04 | . | T113 | 0.85 | 169.7156
DK_CA_Aarhus | . | S04 | . | T114 | 0.85 | 169.7156
DK_CA_Aarhus | . | S04 | . | T115 | 0.72 | 143.7591
DK_CA_Aarhus | . | S04 | . | T116 | 0.72 | 143.7591
DK_CA_Aarhus | . | S04 | . | T117 | 0.72 | 143.7591
DK_CA_Aarhus | . | S04 | . | T118 | 0.72 | 143.7591
DK_CA_Aarhus | . | S04 | . | T119 | 0.72 | 143.7591
DK_CA_Aarhus | . | S04 | . | T120 | 0.72 | 143.7591
DK_CA_Aarhus | . | S04 | . | T121 | 0.85 | 169.7156
DK_CA_Aarhus | . | S04 | . | T122 | 0.85 | 169.7156
DK_CA_Aarhus | . | S04 | . | T123 | 0.85 | 169.7156
DK_CA_Aarhus | . | S04 | . | T124 | 0.85 | 169.7156
DK_CA_Aarhus | . | S04 | . | T125 | 0.85 | 169.7156
DK_CA_Aarhus | . | S04 | . | T126 | 0.85 | 169.7156
DK_CA_Aarhus | . | S04 | . | T127 | 0.95 | 189.6821
DK_CA_Aarhus | . | S04 | . | T128 | 0.95 | 189.6821
DK_CA_Aarhus | . | S04 | . | T129 | 0.95 | 189.6821
DK_CA_Aarhus | . | S04 | . | T130 | 0.95 | 189.6821
DK_CA_Aarhus | . | S04 | . | T131 | 0.95 | 189.6821
DK_CA_Aarhus | . | S04 | . | T132 | 0.95 | 189.6821
DK_CA_Aarhus | . | S04 | . | T133 | 0.95 | 189.6821
DK_CA_Aarhus | . | S04 | . | T134 | 0.95 | 189.6821
DK_CA_Aarhus | . | S04 | . | T135 | 0.85 | 169.7156
DK_CA_Aarhus | . | S04 | . | T136 | 0.85 | 169.7156
DK_CA_Aarhus | . | S04 | . | T137 | 0.85 | 169.7156
DK_CA_Aarhus | . | S04 | . | T138 | 0.85 | 169.7156
DK_CA_Aarhus | . | S04 | . | T139 | 0.95 | 189.6821
DK_CA_Aarhus | . | S04 | . | T140 | 0.95 | 189.6821
DK_CA_Aarhus | . | S04 | . | T141 | 0.85 | 169.7156
DK_CA_Aarhus | . | S04 | . | T142 | 0.85 | 169.7156
DK_CA_Aarhus | . | S04 | . | T143 | 0.85 | 169.7156
DK_CA_Aarhus | . | S04 | . | T144 | 0.72 | 143.7591
DK_CA_Aarhus | . | S04 | . | T145 | 0.72 | 143.7591
DK_CA_Aarhus | . | S04 | . | T146 | 0.57 | 113.8093
DK_CA_Aarhus | . | S04 | . | T147 | 0.57 | 113.8093
DK_CA_Aarhus | . | S04 | . | T148 | 0.57 | 113.8093
DK_CA_Aarhus | . | S04 | . | T149 | 0.57 | 113.8093
DK_CA_Aarhus | . | S04 | . | T150 | 0.57 | 113.8093
DK_CA_Aarhus | . | S04 | . | T151 | 0.57 | 113.8093
DK_CA_Aarhus | . | S04 | . | T152 | 0.72 | 143.7591
DK_CA_Aarhus | . | S04 | . | T153 | 0.57 | 113.8093
DK_CA_Aarhus | . | S04 | . | T154 | 0.42 | 83.8595
DK_CA_Aarhus | . | S04 | . | T155 | 0.3 | 59.8996
DK_CA_Aarhus | . | S04 | . | T156 | 0.3 | 59.8996
DK_CA_Aarhus | . | S04 | . | T157 | 0.3 | 59.8996
DK_CA_Aarhus | . | S04 | . | T158 | 0.19 | 37.9364
DK_CA_Aarhus | . | S04 | . | T159 | 0.19 | 37.9364
DK_CA_Aarhus | . | S04 | . | T160 | 0.12 | 23.9598
DK_CA_Aarhus | . | S04 | . | T161 | 0.12 | 23.9598
DK_CA_Aarhus | . | S04 | . | T162 | 0.12 | 23.9598
DK_CA_Aarhus | . | S04 | . | T163 | 0.12 | 23.9598
DK_CA_Aarhus | . | S04 | . | T164 | 0.06 | 11.9799
DK_CA_Aarhus | . | S04 | . | T165 | 0.03 | 5.99
DK_CA_Aarhus | . | S04 | . | T166 | 0.03 | 5.99
DK_CA_Aarhus | . | S04 | . | T167 | 0.06 | 11.9799
DK_CA_Aarhus | . | S04 | . | T168 | 0.06 | 11.9799
DK_CA_Aarhus | . | S05 | . | T001 | 0.06 | 11.9799
DK_CA_Aarhus | . | S05 | . | T002 | 0.06 | 11.9799
DK_CA_Aarhus | . | S05 | . | T003 | 0.06 | 11.9799
DK_CA_Aarhus | . | S05 | . | T004 | 0.06 | 11.9799
DK_CA_Aarhus | . | S05 | . | T005 | 0.06 | 11.9799
DK_CA_Aarhus | . | S05 | . | T006 | 0.06 | 11.9799
DK_CA_Aarhus | . | S05 | . | T007 | 0.06 | 11.9799
DK_CA_Aarhus | . | S05 | . | T008 | 0.06 | 11.9799
DK_CA_Aarhus | . | S05 | . | T009 | 0.06 | 11.9799
DK_CA_Aarhus | . | S05 | . | T010 | 0.06 | 11.9799
DK_CA_Aarhus | . | S05 | . | T011 | 0.06 | 11.9799
DK_CA_Aarhus | . | S05 | . | T012 | 0.03 | 5.99
DK_CA_Aarhus | . | S05 | . | T013 | 0.03 | 5.99
DK_CA_Aarhus | . | S05 | . | T014 | 0 | 0
DK_CA_Aarhus | . | S05 | . | T015 | 0 | 0
DK_CA_Aarhus | . | S05 | . | T016 | 0 | 0
DK_CA_Aarhus | . | S05 | . | T017 | 0 | 0
DK_CA_Aarhus | . | S05 | . | T018 | 0 | 0
DK_CA_Aarhus | . | S05 | . | T019 | 0 | 0
DK_CA_Aarhus | . | S05 | . | T020 | 0 | 0
DK_CA_Aarhus | . | S05 | . | T021 | 0 | 0
DK_CA_Aarhus | . | S05 | . | T022 | 0 | 0
DK_CA_Aarhus | . | S05 | . | T023 | 0 | 0
DK_CA_Aarhus | . | S05 | . | T024 | 0 | 0
DK_CA_Aarhus | . | S05 | . | T025 | 0 | 0
DK_CA_Aarhus | . | S05 | . | T026 | 0 | 0
DK_CA_Aarhus | . | S05 | . | T027 | 0 | 0
DK_CA_Aarhus | . | S05 | . | T028 | 0 | 0
DK_CA_Aarhus | . | S05 | . | T029 | 0 | 0
DK_CA_Aarhus | . | S05 | . | T030 | 0 | 0
DK_CA_Aarhus | . | S05 | . | T031 | 0 | 0
DK_CA_Aarhus | . | S05 | . | T032 | 0 | 0
DK_CA_Aarhus | . | S05 | . | T033 | 0 | 0
DK_CA_Aarhus | . | S05 | . | T034 | 0 | 0
DK_CA_Aarhus | . | S05 | . | T035 | 0 | 0
DK_CA_Aarhus | . | S05 | . | T036 | 0 | 0
DK_CA_Aarhus | . | S05 | . | T037 | 0.03 | 5.99
DK_CA_Aarhus | . | S05 | . | T038 | 0.06 | 11.9799
DK_CA_Aarhus | . | S05 | . | T039 | 0.12 | 23.9598
DK_CA_Aarhus | . | S05 | . | T040 | 0.19 | 37.9364
DK_CA_Aarhus | . | S05 | . | T041 | 0.12 | 23.9598
DK_CA_Aarhus | . | S05 | . | T042 | 0.06 | 11.9799
DK_CA_Aarhus | . | S05 | . | T043 | 0.06 | 11.9799
DK_CA_Aarhus | . | S05 | . | T044 | 0.19 | 37.9364
DK_CA_Aarhus | . | S05 | . | T045 | 0.19 | 37.9364
DK_CA_Aarhus | . | S05 | . | T046 | 0.12 | 23.9598
DK_CA_Aarhus | . | S05 | . | T047 | 0.12 | 23.9598
DK_CA_Aarhus | . | S05 | . | T048 | 0.06 | 11.9799
DK_CA_Aarhus | . | S05 | . | T049 | 0.06 | 11.9799
DK_CA_Aarhus | . | S05 | . | T050 | 0.03 | 5.99
DK_CA_Aarhus | . | S05 | . | T051 | 0.03 | 5.99
DK_CA_Aarhus | . | S05 | . | T052 | 0.03 | 5.99
DK_CA_Aarhus | . | S05 | . | T053 | 0.03 | 5.99
DK_CA_Aarhus | . | S05 | . | T054 | 0.06 | 11.9799
DK_CA_Aarhus | . | S05 | . | T055 | 0.06 | 11.9799
DK_CA_Aarhus | . | S05 | . | T056 | 0.12 | 23.9598
DK_CA_Aarhus | . | S05 | . | T057 | 0.12 | 23.9598
DK_CA_Aarhus | . | S05 | . | T058 | 0.12 | 23.9598
DK_CA_Aarhus | . | S05 | . | T059 | 0.19 | 37.9364
DK_CA_Aarhus | . | S05 | . | T060 | 0.19 | 37.9364
DK_CA_Aarhus | . | S05 | . | T061 | 0.19 | 37.9364
DK_CA_Aarhus | . | S05 | . | T062 | 0.19 | 37.9364
DK_CA_Aarhus | . | S05 | . | T063 | 0.19 | 37.9364
DK_CA_Aarhus | . | S05 | . | T064 | 0.19 | 37.9364
DK_CA_Aarhus | . | S05 | . | T065 | 0.19 | 37.9364
DK_CA_Aarhus | . | S05 | . | T066 | 0.19 | 37.9364
DK_CA_Aarhus | . | S05 | . | T067 | 0.19 | 37.9364
DK_CA_Aarhus | . | S05 | . | T068 | 0.12 | 23.9598
DK_CA_Aarhus | . | S05 | . | T069 | 0.12 | 23.9598
DK_CA_Aarhus | . | S05 | . | T070 | 0.12 | 23.9598
DK_CA_Aarhus | . | S05 | . | T071 | 0.12 | 23.9598
DK_CA_Aarhus | . | S05 | . | T072 | 0.12 | 23.9598
DK_CA_Aarhus | . | S05 | . | T073 | 0.12 | 23.9598
DK_CA_Aarhus | . | S05 | . | T074 | 0.12 | 23.9598
DK_CA_Aarhus | . | S05 | . | T075 | 0.12 | 23.9598
DK_CA_Aarhus | . | S05 | . | T076 | 0.06 | 11.9799
DK_CA_Aarhus | . | S05 | . | T077 | 0.12 | 23.9598
DK_CA_Aarhus | . | S05 | . | T078 | 0.12 | 23.9598
DK_CA_Aarhus | . | S05 | . | T079 | 0.12 | 23.9598
DK_CA_Aarhus | . | S05 | . | T080 | 0.12 | 23.9598
DK_CA_Aarhus | . | S05 | . | T081 | 0.12 | 23.9598
DK_CA_Aarhus | . | S05 | . | T082 | 0.12 | 23.9598
DK_CA_Aarhus | . | S05 | . | T083 | 0.12 | 23.9598
DK_CA_Aarhus | . | S05 | . | T084 | 0.19 | 37.9364
DK_CA_Aarhus | . | S05 | . | T085 | 0.19 | 37.9364
DK_CA_Aarhus | . | S05 | . | T086 | 0.19 | 37.9364
DK_CA_Aarhus | . | S05 | . | T087 | 0.19 | 37.9364
DK_CA_Aarhus | . | S05 | . | T088 | 0.19 | 37.9364
DK_CA_Aarhus | . | S05 | . | T089 | 0.19 | 37.9364
DK_CA_Aarhus | . | S05 | . | T090 | 0.3 | 59.8996
DK_CA_Aarhus | . | S05 | . | T091 | 0.3 | 59.8996
DK_CA_Aarhus | . | S05 | . | T092 | 0.3 | 59.8996
DK_CA_Aarhus | . | S05 | . | T093 | 0.19 | 37.9364
DK_CA_Aarhus | . | S05 | . | T094 | 0.12 | 23.9598
DK_CA_Aarhus | . | S05 | . | T095 | 0.12 | 23.9598
DK_CA_Aarhus | . | S05 | . | T096 | 0.06 | 11.9799
DK_CA_Aarhus | . | S05 | . | T097 | 0.06 | 11.9799
DK_CA_Aarhus | . | S05 | . | T098 | 0.06 | 11.9799
DK_CA_Aarhus | . | S05 | . | T099 | 0.06 | 11.9799
DK_CA_Aarhus | . | S05 | . | T100 | 0.03 | 5.99
DK_CA_Aarhus | . | S05 | . | T101 | 0.03 | 5.99
DK_CA_Aarhus | . | S05 | . | T102 | 0.03 | 5.99
DK_CA_Aarhus | . | S05 | . | T103 | 0.06 | 11.9799
DK_CA_Aarhus | . | S05 | . | T104 | 0.12 | 23.9598
DK_CA_Aarhus | . | S05 | . | T105 | 0.19 | 37.9364
DK_CA_Aarhus | . | S05 | . | T106 | 0.19 | 37.9364
DK_CA_Aarhus | . | S05 | . | T107 | 0.19 | 37.9364
DK_CA_Aarhus | . | S05 | . | T108 | 0.19 | 37.9364
DK_CA_Aarhus | . | S05 | . | T109 | 0.3 | 59.8996
DK_CA_Aarhus | . | S05 | . | T110 | 0.3 | 59.8996
DK_CA_Aarhus | . | S05 | . | T111 | 0.3 | 59.8996
DK_CA_Aarhus | . | S05 | . | T112 | 0.3 | 59.8996
DK_CA_Aarhus | . | S05 | . | T113 | 0.19 | 37.9364
DK_CA_Aarhus | . | S05 | . | T114 | 0.19 | 37.9364
DK_CA_Aarhus | . | S05 | . | T115 | 0.19 | 37.9364
DK_CA_Aarhus | . | S05 | . | T116 | 0.19 | 37.9364
DK_CA_Aarhus | . | S05 | . | T117 | 0.12 | 23.9598
DK_CA_Aarhus | . | S05 | . | T118 | 0.12 | 23.9598
DK_CA_Aarhus | . | S05 | . | T119 | 0.19 | 37.9364
DK_CA_Aarhus | . | S05 | . | T120 | 0.19 | 37.9364
DK_CA_Aarhus | . | S05 | . | T121 | 0.12 | 23.9598
DK_CA_Aarhus | . | S05 | . | T122 | 0.12 | 23.9598
DK_CA_Aarhus | . | S05 | . | T123 | 0.12 | 23.9598
DK_CA_Aarhus | . | S05 | . | T124 | 0.12 | 23.9598
DK_CA_Aarhus | . | S05 | . | T125 | 0.19 | 37.9364
DK_CA_Aarhus | . | S05 | . | T126 | 0.19 | 37.9364
DK_CA_Aarhus | . | S05 | . | T127 | 0.3 | 59.8996
DK_CA_Aarhus | . | S05 | . | T128 | 0.57 | 113.8093
DK_CA_Aarhus | . | S05 | . | T129 | 0.57 | 113.8093
DK_CA_Aarhus | . | S05 | . | T130 | 0.57 | 113.8093
DK_CA_Aarhus | . | S05 | . | T131 | 0.57 | 113.8093
DK_CA_Aarhus | . | S05 | . | T132 | 0.57 | 113.8093
DK_CA_Aarhus | . | S05 | . | T133 | 0.57 | 113.8093
DK_CA_Aarhus | . | S05 | . | T134 | 0.57 | 113.8093
DK_CA_Aarhus | . | S05 | . | T135 | 0.57 | 113.8093
DK_CA_Aarhus | . | S05 | . | T136 | 0.72 | 143.7591
DK_CA_Aarhus | . | S05 | . | T137 | 0.72 | 143.7591
DK_CA_Aarhus | . | S05 | . | T138 | 0.72 | 143.7591
DK_CA_Aarhus | . | S05 | . | T139 | 0.85 | 169.7156
DK_CA_Aarhus | . | S05 | . | T140 | 0.85 | 169.7156
DK_CA_Aarhus | . | S05 | . | T141 | 0.72 | 143.7591
DK_CA_Aarhus | . | S05 | . | T142 | 0.72 | 143.7591
DK_CA_Aarhus | . | S05 | . | T143 | 0.57 | 113.8093
DK_CA_Aarhus | . | S05 | . | T144 | 0.57 | 113.8093
DK_CA_Aarhus | . | S05 | . | T145 | 0.57 | 113.8093
DK_CA_Aarhus | . | S05 | . | T146 | 0.57 | 113.8093
DK_CA_Aarhus | . | S05 | . | T147 | 0.57 | 113.8093
DK_CA_Aarhus | . | S05 | . | T148 | 0.72 | 143.7591
DK_CA_Aarhus | . | S05 | . | T149 | 0.72 | 143.7591
DK_CA_Aarhus | . | S05 | . | T150 | 0.72 | 143.7591
DK_CA_Aarhus | . | S05 | . | T151 | 0.85 | 169.7156
DK_CA_Aarhus | . | S05 | . | T152 | 0.85 | 169.7156
DK_CA_Aarhus | . | S05 | . | T153 | 0.85 | 169.7156
DK_CA_Aarhus | . | S05 | . | T154 | 0.95 | 189.6821
DK_CA_Aarhus | . | S05 | . | T155 | 0.95 | 189.6821
DK_CA_Aarhus | . | S05 | . | T156 | 0.99 | 197.6688
DK_CA_Aarhus | . | S05 | . | T157 | 1 | 199.6654
DK_CA_Aarhus | . | S05 | . | T158 | 1 | 199.6654
DK_CA_Aarhus | . | S05 | . | T159 | 1 | 199.6654
DK_CA_Aarhus | . | S05 | . | T160 | 1 | 199.6654
DK_CA_Aarhus | . | S05 | . | T161 | 1 | 199.6654
DK_CA_Aarhus | . | S05 | . | T162 | 1 | 199.6654
DK_CA_Aarhus | . | S05 | . | T163 | 1 | 199.6654
DK_CA_Aarhus | . | S05 | . | T164 | 1 | 199.6654
DK_CA_Aarhus | . | S05 | . | T165 | 1 | 199.6654
DK_CA_Aarhus | . | S05 | . | T166 | 1 | 199.6654
DK_CA_Aarhus | . | S05 | . | T167 | 0.99 | 197.6688
DK_CA_Aarhus | . | S05 | . | T168 | 0.99 | 197.6688
DK_CA_Aarhus | . | S06 | . | T001 | 0.95 | 189.6821
DK_CA_Aarhus | . | S06 | . | T002 | 0.95 | 189.6821
DK_CA_Aarhus | . | S06 | . | T003 | 0.95 | 189.6821
DK_CA_Aarhus | . | S06 | . | T004 | 0.95 | 189.6821
DK_CA_Aarhus | . | S06 | . | T005 | 0.85 | 169.7156
DK_CA_Aarhus | . | S06 | . | T006 | 0.85 | 169.7156
DK_CA_Aarhus | . | S06 | . | T007 | 0.85 | 169.7156
DK_CA_Aarhus | . | S06 | . | T008 | 0.85 | 169.7156
DK_CA_Aarhus | . | S06 | . | T009 | 0.85 | 169.7156
DK_CA_Aarhus | . | S06 | . | T010 | 0.85 | 169.7156
DK_CA_Aarhus | . | S06 | . | T011 | 0.85 | 169.7156
DK_CA_Aarhus | . | S06 | . | T012 | 0.85 | 169.7156
DK_CA_Aarhus | . | S06 | . | T013 | 0.85 | 169.7156
DK_CA_Aarhus | . | S06 | . | T014 | 0.95 | 189.6821
DK_CA_Aarhus | . | S06 | . | T015 | 0.99 | 197.6688
DK_CA_Aarhus | . | S06 | . | T016 | 1 | 199.6654
DK_CA_Aarhus | . | S06 | . | T017 | 1 | 199.6654
DK_CA_Aarhus | . | S06 | . | T018 | 1 | 199.6654
DK_CA_Aarhus | . | S06 | . | T019 | 1 | 199.6654
DK_CA_Aarhus | . | S06 | . | T020 | 1 | 199.6654
DK_CA_Aarhus | . | S06 | . | T021 | 1 | 199.6654
DK_CA_Aarhus | . | S06 | . | T022 | 1 | 199.6654
DK_CA_Aarhus | . | S06 | . | T023 | 1 | 199.6654
DK_CA_Aarhus | . | S06 | . | T024 | 1 | 199.6654
DK_CA_Aarhus | . | S06 | . | T025 | 1 | 199.6654
DK_CA_Aarhus | . | S06 | . | T026 | 1 | 199.6654
DK_CA_Aarhus | . | S06 | . | T027 | 1 | 199.6654
DK_CA_Aarhus | . | S06 | . | T028 | 1 | 199.6654
DK_CA_Aarhus | . | S06 | . | T029 | 1 | 199.6654
DK_CA_Aarhus | . | S06 | . | T030 | 1 | 199.6654
DK_CA_Aarhus | . | S06 | . | T031 | 1 | 199.6654
DK_CA_Aarhus | . | S06 | . | T032 | 1 | 199.6654
DK_CA_Aarhus | . | S06 | . | T033 | 1 | 199.6654
DK_CA_Aarhus | . | S06 | . | T034 | 1 | 199.6654
DK_CA_Aarhus | . | S06 | . | T035 | 1 | 199.6654
DK_CA_Aarhus | . | S06 | . | T036 | 0.99 | 197.6688
DK_CA_Aarhus | . | S06 | . | T037 | 0.95 | 189.6821
DK_CA_Aarhus | . | S06 | . | T038 | 0.72 | 143.7591
DK_CA_Aarhus | . | S06 | . | T039 | 0.57 | 113.8093
DK_CA_Aarhus | . | S06 | . | T040 | 0.57 | 113.8093
DK_CA_Aarhus | . | S06 | . | T041 | 0.72 | 143.7591
DK_CA_Aarhus | . | S06 | . | T042 | 0.72 | 143.7591
DK_CA_Aarhus | . | S06 | . | T043 | 0.72 | 143.7591
DK_CA_Aarhus | . | S06 | . | T044 | 0.57 | 113.8093
DK_CA_Aarhus | . | S06 | . | T045 | 0.57 | 113.8093
DK_CA_Aarhus | . | S06 | . | T046 | 0.42 | 83.8595
DK_CA_Aarhus | . | S06 | . | T047 | 0.42 | 83.8595
DK_CA_Aarhus | . | S06 | . | T048 | 0.3 | 59.8996
DK_CA_Aarhus | . | S06 | . | T049 | 0.3 | 59.8996
DK_CA_Aarhus | . | S06 | . | T050 | 0.19 | 37.9364
DK_CA_Aarhus | . | S06 | . | T051 | 0.3 | 59.8996
DK_CA_Aarhus | . | S06 | . | T052 | 0.3 | 59.8996
DK_CA_Aarhus | . | S06 | . | T053 | 0.42 | 83.8595
DK_CA_Aarhus | . | S06 | . | T054 | 0.57 | 113.8093
DK_CA_Aarhus | . | S06 | . | T055 | 0.72 | 143.7591
DK_CA_Aarhus | . | S06 | . | T056 | 0.85 | 169.7156
DK_CA_Aarhus | . | S06 | . | T057 | 0.85 | 169.7156
DK_CA_Aarhus | . | S06 | . | T058 | 0.99 | 197.6688
DK_CA_Aarhus | . | S06 | . | T059 | 0.99 | 197.6688
DK_CA_Aarhus | . | S06 | . | T060 | 1 | 199.6654
DK_CA_Aarhus | . | S06 | . | T061 | 1 | 199.6654
DK_CA_Aarhus | . | S06 | . | T062 | 1 | 199.6654
DK_CA_Aarhus | . | S06 | . | T063 | 1 | 199.6654
DK_CA_Aarhus | . | S06 | . | T064 | 1 | 199.6654
DK_CA_Aarhus | . | S06 | . | T065 | 1 | 199.6654
DK_CA_Aarhus | . | S06 | . | T066 | 1 | 199.6654
DK_CA_Aarhus | . | S06 | . | T067 | 1 | 199.6654
DK_CA_Aarhus | . | S06 | . | T068 | 1 | 199.6654
DK_CA_Aarhus | . | S06 | . | T069 | 1 | 199.6654
DK_CA_Aarhus | . | S06 | . | T070 | 1 | 199.6654
DK_CA_Aarhus | . | S06 | . | T071 | 1 | 199.6654
DK_CA_Aarhus | . | S06 | . | T072 | 1 | 199.6654
DK_CA_Aarhus | . | S06 | . | T073 | 1 | 199.6654
DK_CA_Aarhus | . | S06 | . | T074 | 1 | 199.6654
DK_CA_Aarhus | . | S06 | . | T075 | 1 | 199.6654
DK_CA_Aarhus | . | S06 | . | T076 | 1 | 199.6654
DK_CA_Aarhus | . | S06 | . | T077 | 1 | 199.6654
DK_CA_Aarhus | . | S06 | . | T078 | 1 | 199.6654
DK_CA_Aarhus | . | S06 | . | T079 | 1 | 199.6654
DK_CA_Aarhus | . | S06 | . | T080 | 1 | 199.6654
DK_CA_Aarhus | . | S06 | . | T081 | 1 | 199.6654
DK_CA_Aarhus | . | S06 | . | T082 | 1 | 199.6654
DK_CA_Aarhus | . | S06 | . | T083 | 1 | 199.6654
DK_CA_Aarhus | . | S06 | . | T084 | 1 | 199.6654
DK_CA_Aarhus | . | S06 | . | T085 | 1 | 199.6654
DK_CA_Aarhus | . | S06 | . | T086 | 1 | 199.6654
DK_CA_Aarhus | . | S06 | . | T087 | 1 | 199.6654
DK_CA_Aarhus | . | S06 | . | T088 | 1 | 199.6654
DK_CA_Aarhus | . | S06 | . | T089 | 1 | 199.6654
DK_CA_Aarhus | . | S06 | . | T090 | 1 | 199.6654
DK_CA_Aarhus | . | S06 | . | T091 | 1 | 199.6654
DK_CA_Aarhus | . | S06 | . | T092 | 1 | 199.6654
DK_CA_Aarhus | . | S06 | . | T093 | 1 | 199.6654
DK_CA_Aarhus | . | S06 | . | T094 | 0.99 | 197.6688
DK_CA_Aarhus | . | S06 | . | T095 | 0.95 | 189.6821
DK_CA_Aarhus | . | S06 | . | T096 | 0.85 | 169.7156
DK_CA_Aarhus | . | S06 | . | T097 | 0.72 | 143.7591
DK_CA_Aarhus | . | S06 | . | T098 | 0.57 | 113.8093
DK_CA_Aarhus | . | S06 | . | T099 | 0.57 | 113.8093
DK_CA_Aarhus | . | S06 | . | T100 | 0.3 | 59.8996
DK_CA_Aarhus | . | S06 | . | T101 | 0.3 | 59.8996
DK_CA_Aarhus | . | S06 | . | T102 | 0.3 | 59.8996
DK_CA_Aarhus | . | S06 | . | T103 | 0.3 | 59.8996
DK_CA_Aarhus | . | S06 | . | T104 | 0.19 | 37.9364
DK_CA_Aarhus | . | S06 | . | T105 | 0 | 0
DK_CA_Aarhus | . | S06 | . | T106 | 0.12 | 23.9598
DK_CA_Aarhus | . | S06 | . | T107 | 0.85 | 169.7156
DK_CA_Aarhus | . | S06 | . | T108 | 0.95 | 189.6821
DK_CA_Aarhus | . | S06 | . | T109 | 0.72 | 143.7591
DK_CA_Aarhus | . | S06 | . | T110 | 0.42 | 83.8595
DK_CA_Aarhus | . | S06 | . | T111 | 0.3 | 59.8996
DK_CA_Aarhus | . | S06 | . | T112 | 0.3 | 59.8996
DK_CA_Aarhus | . | S06 | . | T113 | 0.3 | 59.8996
DK_CA_Aarhus | . | S06 | . | T114 | 0.42 | 83.8595
DK_CA_Aarhus | . | S06 | . | T115 | 0.3 | 59.8996
DK_CA_Aarhus | . | S06 | . | T116 | 0.3 | 59.8996
DK_CA_Aarhus | . | S06 | . | T117 | 0.3 | 59.8996
DK_CA_Aarhus | . | S06 | . | T118 | 0.3 | 59.8996
DK_CA_Aarhus | . | S06 | . | T119 | 0.3 | 59.8996
DK_CA_Aarhus | . | S06 | . | T120 | 0.42 | 83.8595
DK_CA_Aarhus | . | S06 | . | T121 | 0.42 | 83.8595
DK_CA_Aarhus | . | S06 | . | T122 | 0.42 | 83.8595
DK_CA_Aarhus | . | S06 | . | T123 | 0.57 | 113.8093
DK_CA_Aarhus | . | S06 | . | T124 | 0.57 | 113.8093
DK_CA_Aarhus | . | S06 | . | T125 | 0.57 | 113.8093
DK_CA_Aarhus | . | S06 | . | T126 | 0.57 | 113.8093
DK_CA_Aarhus | . | S06 | . | T127 | 0.42 | 83.8595
DK_CA_Aarhus | . | S06 | . | T128 | 0.3 | 59.8996
DK_CA_Aarhus | . | S06 | . | T129 | 0.3 | 59.8996
DK_CA_Aarhus | . | S06 | . | T130 | 0.19 | 37.9364
DK_CA_Aarhus | . | S06 | . | T131 | 0.12 | 23.9598
DK_CA_Aarhus | . | S06 | . | T132 | 0.06 | 11.9799
DK_CA_Aarhus | . | S06 | . | T133 | 0.06 | 11.9799
DK_CA_Aarhus | . | S06 | . | T134 | 0.03 | 5.99
DK_CA_Aarhus | . | S06 | . | T135 | 0 | 0
DK_CA_Aarhus | . | S06 | . | T136 | 0 | 0
DK_CA_Aarhus | . | S06 | . | T137 | 0 | 0
DK_CA_Aarhus | . | S06 | . | T138 | 0 | 0
DK_CA_Aarhus | . | S06 | . | T139 | 0 | 0
DK_CA_Aarhus | . | S06 | . | T140 | 0 | 0
DK_CA_Aarhus | . | S06 | . | T141 | 0 | 0
DK_CA_Aarhus | . | S06 | . | T142 | 0 | 0
DK_CA_Aarhus | . | S06 | . | T143 | 0 | 0
DK_CA_Aarhus | . | S06 | . | T144 | 0 | 0
DK_CA_Aarhus | . | S06 | . | T145 | 0 | 0
DK_CA_Aarhus | . | S06 | . | T146 | 0 | 0
DK_CA_Aarhus | . | S06 | . | T147 | 0.03 | 5.99
DK_CA_Aarhus | . | S06 | . | T148 | 0.06 | 11.9799
DK_CA_Aarhus | . | S06 | . | T149 | 0.06 | 11.9799
DK_CA_Aarhus | . | S06 | . | T150 | 0.12 | 23.9598
DK_CA_Aarhus | . | S06 | . | T151 | 0.12 | 23.9598
DK_CA_Aarhus | . | S06 | . | T152 | 0.06 | 11.9799
DK_CA_Aarhus | . | S06 | . | T153 | 0.06 | 11.9799
DK_CA_Aarhus | . | S06 | . | T154 | 0.12 | 23.9598
DK_CA_Aarhus | . | S06 | . | T155 | 0.3 | 59.8996
DK_CA_Aarhus | . | S06 | . | T156 | 0.42 | 83.8595
DK_CA_Aarhus | . | S06 | . | T157 | 0.42 | 83.8595
DK_CA_Aarhus | . | S06 | . | T158 | 0.42 | 83.8595
DK_CA_Aarhus | . | S06 | . | T159 | 0.57 | 113.8093
DK_CA_Aarhus | . | S06 | . | T160 | 0.57 | 113.8093
DK_CA_Aarhus | . | S06 | . | T161 | 0.72 | 143.7591
DK_CA_Aarhus | . | S06 | . | T162 | 0.85 | 169.7156
DK_CA_Aarhus | . | S06 | . | T163 | 0.95 | 189.6821
DK_CA_Aarhus | . | S06 | . | T164 | 0.99 | 197.6688
DK_CA_Aarhus | . | S06 | . | T165 | 1 | 199.6654
DK_CA_Aarhus | . | S06 | . | T166 | 1 | 199.6654
DK_CA_Aarhus | . | S06 | . | T167 | 1 | 199.6654
DK_CA_Aarhus | . | S06 | . | T168 | 1 | 199.6654
DK_CA_Aarhus | . | S07 | . | T001 | 1 | 199.6654
DK_CA_Aarhus | . | S07 | . | T002 | 1 | 199.6654
DK_CA_Aarhus | . | S07 | . | T003 | 1 | 199.6654
DK_CA_Aarhus | . | S07 | . | T004 | 1 | 199.6654
DK_CA_Aarhus | . | S07 | . | T005 | 1 | 199.6654
DK_CA_Aarhus | . | S07 | . | T006 | 1 | 199.6654
DK_CA_Aarhus | . | S07 | . | T007 | 1 | 199.6654
DK_CA_Aarhus | . | S07 | . | T008 | 1 | 199.6654
DK_CA_Aarhus | . | S07 | . | T009 | 1 | 199.6654
DK_CA_Aarhus | . | S07 | . | T010 | 1 | 199.6654
DK_CA_Aarhus | . | S07 | . | T011 | 1 | 199.6654
DK_CA_Aarhus | . | S07 | . | T012 | 1 | 199.6654
DK_CA_Aarhus | . | S07 | . | T013 | 1 | 199.6654
DK_CA_Aarhus | . | S07 | . | T014 | 1 | 199.6654
DK_CA_Aarhus | . | S07 | . | T015 | 1 | 199.6654
DK_CA_Aarhus | . | S07 | . | T016 | 1 | 199.6654
DK_CA_Aarhus | . | S07 | . | T017 | 1 | 199.6654
DK_CA_Aarhus | . | S07 | . | T018 | 1 | 199.6654
DK_CA_Aarhus | . | S07 | . | T019 | 1 | 199.6654
DK_CA_Aarhus | . | S07 | . | T020 | 1 | 199.6654
DK_CA_Aarhus | . | S07 | . | T021 | 1 | 199.6654
DK_CA_Aarhus | . | S07 | . | T022 | 1 | 199.6654
DK_CA_Aarhus | . | S07 | . | T023 | 1 | 199.6654
DK_CA_Aarhus | . | S07 | . | T024 | 1 | 199.6654
DK_CA_Aarhus | . | S07 | . | T025 | 1 | 199.6654
DK_CA_Aarhus | . | S07 | . | T026 | 0.99 | 197.6688
DK_CA_Aarhus | . | S07 | . | T027 | 0.99 | 197.6688
DK_CA_Aarhus | . | S07 | . | T028 | 0.99 | 197.6688
DK_CA_Aarhus | . | S07 | . | T029 | 0.95 | 189.6821
DK_CA_Aarhus | . | S07 | . | T030 | 0.85 | 169.7156
DK_CA_Aarhus | . | S07 | . | T031 | 0.85 | 169.7156
DK_CA_Aarhus | . | S07 | . | T032 | 0.72 | 143.7591
DK_CA_Aarhus | . | S07 | . | T033 | 0.57 | 113.8093
DK_CA_Aarhus | . | S07 | . | T034 | 0.57 | 113.8093
DK_CA_Aarhus | . | S07 | . | T035 | 0.42 | 83.8595
DK_CA_Aarhus | . | S07 | . | T036 | 0.42 | 83.8595
DK_CA_Aarhus | . | S07 | . | T037 | 0.42 | 83.8595
DK_CA_Aarhus | . | S07 | . | T038 | 0.42 | 83.8595
DK_CA_Aarhus | . | S07 | . | T039 | 0.57 | 113.8093
DK_CA_Aarhus | . | S07 | . | T040 | 0.57 | 113.8093
DK_CA_Aarhus | . | S07 | . | T041 | 0.57 | 113.8093
DK_CA_Aarhus | . | S07 | . | T042 | 0.72 | 143.7591
DK_CA_Aarhus | . | S07 | . | T043 | 0.72 | 143.7591
DK_CA_Aarhus | . | S07 | . | T044 | 0.72 | 143.7591
DK_CA_Aarhus | . | S07 | . | T045 | 0.72 | 143.7591
DK_CA_Aarhus | . | S07 | . | T046 | 0.72 | 143.7591
DK_CA_Aarhus | . | S07 | . | T047 | 0.72 | 143.7591
DK_CA_Aarhus | . | S07 | . | T048 | 0.72 | 143.7591
DK_CA_Aarhus | . | S07 | . | T049 | 0.72 | 143.7591
DK_CA_Aarhus | . | S07 | . | T050 | 0.85 | 169.7156
DK_CA_Aarhus | . | S07 | . | T051 | 0.85 | 169.7156
DK_CA_Aarhus | . | S07 | . | T052 | 0.85 | 169.7156
DK_CA_Aarhus | . | S07 | . | T053 | 0.72 | 143.7591
DK_CA_Aarhus | . | S07 | . | T054 | 0.72 | 143.7591
DK_CA_Aarhus | . | S07 | . | T055 | 0.72 | 143.7591
DK_CA_Aarhus | . | S07 | . | T056 | 0.57 | 113.8093
DK_CA_Aarhus | . | S07 | . | T057 | 0.57 | 113.8093
DK_CA_Aarhus | . | S07 | . | T058 | 0.57 | 113.8093
DK_CA_Aarhus | . | S07 | . | T059 | 0.57 | 113.8093
DK_CA_Aarhus | . | S07 | . | T060 | 0.42 | 83.8595
DK_CA_Aarhus | . | S07 | . | T061 | 0.42 | 83.8595
DK_CA_Aarhus | . | S07 | . | T062 | 0.3 | 59.8996
DK_CA_Aarhus | . | S07 | . | T063 | 0.3 | 59.8996
DK_CA_Aarhus | . | S07 | . | T064 | 0.19 | 37.9364
DK_CA_Aarhus | . | S07 | . | T065 | 0.19 | 37.9364
DK_CA_Aarhus | . | S07 | . | T066 | 0.19 | 37.9364
DK_CA_Aarhus | . | S07 | . | T067 | 0.19 | 37.9364
DK_CA_Aarhus | . | S07 | . | T068 | 0.19 | 37.9364
DK_CA_Aarhus | . | S07 | . | T069 | 0.19 | 37.9364
DK_CA_Aarhus | . | S07 | . | T070 | 0.19 | 37.9364
DK_CA_Aarhus | . | S07 | . | T071 | 0.19 | 37.9364
DK_CA_Aarhus | . | S07 | . | T072 | 0.19 | 37.9364
DK_CA_Aarhus | . | S07 | . | T073 | 0.19 | 37.9364
DK_CA_Aarhus | . | S07 | . | T074 | 0.19 | 37.9364
DK_CA_Aarhus | . | S07 | . | T075 | 0.3 | 59.8996
DK_CA_Aarhus | . | S07 | . | T076 | 0.3 | 59.8996
DK_CA_Aarhus | . | S07 | . | T077 | 0.3 | 59.8996
DK_CA_Aarhus | . | S07 | . | T078 | 0.42 | 83.8595
DK_CA_Aarhus | . | S07 | . | T079 | 0.42 | 83.8595
DK_CA_Aarhus | . | S07 | . | T080 | 0.3 | 59.8996
DK_CA_Aarhus | . | S07 | . | T081 | 0.3 | 59.8996
DK_CA_Aarhus | . | S07 | . | T082 | 0.3 | 59.8996
DK_CA_Aarhus | . | S07 | . | T083 | 0.3 | 59.8996
DK_CA_Aarhus | . | S07 | . | T084 | 0.3 | 59.8996
DK_CA_Aarhus | . | S07 | . | T085 | 0.3 | 59.8996
DK_CA_Aarhus | . | S07 | . | T086 | 0.42 | 83.8595
DK_CA_Aarhus | . | S07 | . | T087 | 0.42 | 83.8595
DK_CA_Aarhus | . | S07 | . | T088 | 0.42 | 83.8595
DK_CA_Aarhus | . | S07 | . | T089 | 0.42 | 83.8595
DK_CA_Aarhus | . | S07 | . | T090 | 0.3 | 59.8996
DK_CA_Aarhus | . | S07 | . | T091 | 0.3 | 59.8996
DK_CA_Aarhus | . | S07 | . | T092 | 0.3 | 59.8996
DK_CA_Aarhus | . | S07 | . | T093 | 0.3 | 59.8996
DK_CA_Aarhus | . | S07 | . | T094 | 0.3 | 59.8996
DK_CA_Aarhus | . | S07 | . | T095 | 0.3 | 59.8996
DK_CA_Aarhus | . | S07 | . | T096 | 0.3 | 59.8996
DK_CA_Aarhus | . | S07 | . | T097 | 0.3 | 59.8996
DK_CA_Aarhus | . | S07 | . | T098 | 0.3 | 59.8996
DK_CA_Aarhus | . | S07 | . | T099 | 0.3 | 59.8996
DK_CA_Aarhus | . | S07 | . | T100 | 0.3 | 59.8996
DK_CA_Aarhus | . | S07 | . | T101 | 0.42 | 83.8595
DK_CA_Aarhus | . | S07 | . | T102 | 0.42 | 83.8595
DK_CA_Aarhus | . | S07 | . | T103 | 0.42 | 83.8595
DK_CA_Aarhus | . | S07 | . | T104 | 0.57 | 113.8093
DK_CA_Aarhus | . | S07 | . | T105 | 0.57 | 113.8093
DK_CA_Aarhus | . | S07 | . | T106 | 0.57 | 113.8093
DK_CA_Aarhus | . | S07 | . | T107 | 0.57 | 113.8093
DK_CA_Aarhus | . | S07 | . | T108 | 0.57 | 113.8093
DK_CA_Aarhus | . | S07 | . | T109 | 0.57 | 113.8093
DK_CA_Aarhus | . | S07 | . | T110 | 0.57 | 113.8093
DK_CA_Aarhus | . | S07 | . | T111 | 0.57 | 113.8093
DK_CA_Aarhus | . | S07 | . | T112 | 0.42 | 83.8595
DK_CA_Aarhus | . | S07 | . | T113 | 0.42 | 83.8595
DK_CA_Aarhus | . | S07 | . | T114 | 0.3 | 59.8996
DK_CA_Aarhus | . | S07 | . | T115 | 0.19 | 37.9364
DK_CA_Aarhus | . | S07 | . | T116 | 0.12 | 23.9598
DK_CA_Aarhus | . | S07 | . | T117 | 0.12 | 23.9598
DK_CA_Aarhus | . | S07 | . | T118 | 0.12 | 23.9598
DK_CA_Aarhus | . | S07 | . | T119 | 0.06 | 11.9799
DK_CA_Aarhus | . | S07 | . | T120 | 0.06 | 11.9799
DK_CA_Aarhus | . | S07 | . | T121 | 0.06 | 11.9799
DK_CA_Aarhus | . | S07 | . | T122 | 0.06 | 11.9799
DK_CA_Aarhus | . | S07 | . | T123 | 0.06 | 11.9799
DK_CA_Aarhus | . | S07 | . | T124 | 0.06 | 11.9799
DK_CA_Aarhus | . | S07 | . | T125 | 0.06 | 11.9799
DK_CA_Aarhus | . | S07 | . | T126 | 0.06 | 11.9799
DK_CA_Aarhus | . | S07 | . | T127 | 0.06 | 11.9799
DK_CA_Aarhus | . | S07 | . | T128 | 0.12 | 23.9598
DK_CA_Aarhus | . | S07 | . | T129 | 0.12 | 23.9598
DK_CA_Aarhus | . | S07 | . | T130 | 0.19 | 37.9364
DK_CA_Aarhus | . | S07 | . | T131 | 0.19 | 37.9364
DK_CA_Aarhus | . | S07 | . | T132 | 0.3 | 59.8996
DK_CA_Aarhus | . | S07 | . | T133 | 0.3 | 59.8996
DK_CA_Aarhus | . | S07 | . | T134 | 0.3 | 59.8996
DK_CA_Aarhus | . | S07 | . | T135 | 0.3 | 59.8996
DK_CA_Aarhus | . | S07 | . | T136 | 0.42 | 83.8595
DK_CA_Aarhus | . | S07 | . | T137 | 0.42 | 83.8595
DK_CA_Aarhus | . | S07 | . | T138 | 0.57 | 113.8093
DK_CA_Aarhus | . | S07 | . | T139 | 0.57 | 113.8093
DK_CA_Aarhus | . | S07 | . | T140 | 0.42 | 83.8595
DK_CA_Aarhus | . | S07 | . | T141 | 0.42 | 83.8595
DK_CA_Aarhus | . | S07 | . | T142 | 0.3 | 59.8996
DK_CA_Aarhus | . | S07 | . | T143 | 0.19 | 37.9364
DK_CA_Aarhus | . | S07 | . | T144 | 0.19 | 37.9364
DK_CA_Aarhus | . | S07 | . | T145 | 0.19 | 37.9364
DK_CA_Aarhus | . | S07 | . | T146 | 0.12 | 23.9598
DK_CA_Aarhus | . | S07 | . | T147 | 0.12 | 23.9598
DK_CA_Aarhus | . | S07 | . | T148 | 0.12 | 23.9598
DK_CA_Aarhus | . | S07 | . | T149 | 0.06 | 11.9799
DK_CA_Aarhus | . | S07 | . | T150 | 0.03 | 5.99
DK_CA_Aarhus | . | S07 | . | T151 | 0 | 0
DK_CA_Aarhus | . | S07 | . | T152 | 0 | 0
DK_CA_Aarhus | . | S07 | . | T153 | 0 | 0
DK_CA_Aarhus | . | S07 | . | T154 | 0 | 0
DK_CA_Aarhus | . | S07 | . | T155 | 0 | 0
DK_CA_Aarhus | . | S07 | . | T156 | 0 | 0
DK_CA_Aarhus | . | S07 | . | T157 | 0 | 0
DK_CA_Aarhus | . | S07 | . | T158 | 0.03 | 5.99
DK_CA_Aarhus | . | S07 | . | T159 | 0.06 | 11.9799
DK_CA_Aarhus | . | S07 | . | T160 | 0.12 | 23.9598
DK_CA_Aarhus | . | S07 | . | T161 | 0.19 | 37.9364
DK_CA_Aarhus | . | S07 | . | T162 | 0.3 | 59.8996
DK_CA_Aarhus | . | S07 | . | T163 | 0.3 | 59.8996
DK_CA_Aarhus | . | S07 | . | T164 | 0.42 | 83.8595
DK_CA_Aarhus | . | S07 | . | T165 | 0.42 | 83.8595
DK_CA_Aarhus | . | S07 | . | T166 | 0.57 | 113.8093
DK_CA_Aarhus | . | S07 | . | T167 | 0.57 | 113.8093
DK_CA_Aarhus | . | S07 | . | T168 | 0.57 | 113.8093
DK_CA_Aarhus | . | S08 | . | T001 | 0.72 | 143.7591
DK_CA_Aarhus | . | S08 | . | T002 | 0.85 | 169.7156
DK_CA_Aarhus | . | S08 | . | T003 | 0.85 | 169.7156
DK_CA_Aarhus | . | S08 | . | T004 | 0.95 | 189.6821
DK_CA_Aarhus | . | S08 | . | T005 | 0.99 | 197.6688
DK_CA_Aarhus | . | S08 | . | T006 | 0.99 | 197.6688
DK_CA_Aarhus | . | S08 | . | T007 | 0.99 | 197.6688
DK_CA_Aarhus | . | S08 | . | T008 | 0.99 | 197.6688
DK_CA_Aarhus | . | S08 | . | T009 | 0.99 | 197.6688
DK_CA_Aarhus | . | S08 | . | T010 | 0.99 | 197.6688
DK_CA_Aarhus | . | S08 | . | T011 | 0.99 | 197.6688
DK_CA_Aarhus | . | S08 | . | T012 | 0.95 | 189.6821
DK_CA_Aarhus | . | S08 | . | T013 | 0.95 | 189.6821
DK_CA_Aarhus | . | S08 | . | T014 | 0.85 | 169.7156
DK_CA_Aarhus | . | S08 | . | T015 | 0.72 | 143.7591
DK_CA_Aarhus | . | S08 | . | T016 | 0.72 | 143.7591
DK_CA_Aarhus | . | S08 | . | T017 | 0.72 | 143.7591
DK_CA_Aarhus | . | S08 | . | T018 | 0.72 | 143.7591
DK_CA_Aarhus | . | S08 | . | T019 | 0.57 | 113.8093
DK_CA_Aarhus | . | S08 | . | T020 | 0.57 | 113.8093
DK_CA_Aarhus | . | S08 | . | T021 | 0.42 | 83.8595
DK_CA_Aarhus | . | S08 | . | T022 | 0.42 | 83.8595
DK_CA_Aarhus | . | S08 | . | T023 | 0.42 | 83.8595
DK_CA_Aarhus | . | S08 | . | T024 | 0.42 | 83.8595
DK_CA_Aarhus | . | S08 | . | T025 | 0.42 | 83.8595
DK_CA_Aarhus | . | S08 | . | T026 | 0.57 | 113.8093
DK_CA_Aarhus | . | S08 | . | T027 | 0.57 | 113.8093
DK_CA_Aarhus | . | S08 | . | T028 | 0.57 | 113.8093
DK_CA_Aarhus | . | S08 | . | T029 | 0.42 | 83.8595
DK_CA_Aarhus | . | S08 | . | T030 | 0.42 | 83.8595
DK_CA_Aarhus | . | S08 | . | T031 | 0.42 | 83.8595
DK_CA_Aarhus | . | S08 | . | T032 | 0.42 | 83.8595
DK_CA_Aarhus | . | S08 | . | T033 | 0.57 | 113.8093
DK_CA_Aarhus | . | S08 | . | T034 | 0.72 | 143.7591
DK_CA_Aarhus | . | S08 | . | T035 | 0.85 | 169.7156
DK_CA_Aarhus | . | S08 | . | T036 | 0.85 | 169.7156
DK_CA_Aarhus | . | S08 | . | T037 | 0.95 | 189.6821
DK_CA_Aarhus | . | S08 | . | T038 | 0.95 | 189.6821
DK_CA_Aarhus | . | S08 | . | T039 | 0.95 | 189.6821
DK_CA_Aarhus | . | S08 | . | T040 | 0.95 | 189.6821
DK_CA_Aarhus | . | S08 | . | T041 | 0.95 | 189.6821
DK_CA_Aarhus | . | S08 | . | T042 | 0.99 | 197.6688
DK_CA_Aarhus | . | S08 | . | T043 | 0.99 | 197.6688
DK_CA_Aarhus | . | S08 | . | T044 | 1 | 199.6654
DK_CA_Aarhus | . | S08 | . | T045 | 1 | 199.6654
DK_CA_Aarhus | . | S08 | . | T046 | 1 | 199.6654
DK_CA_Aarhus | . | S08 | . | T047 | 1 | 199.6654
DK_CA_Aarhus | . | S08 | . | T048 | 1 | 199.6654
DK_CA_Aarhus | . | S08 | . | T049 | 1 | 199.6654
DK_CA_Aarhus | . | S08 | . | T050 | 1 | 199.6654
DK_CA_Aarhus | . | S08 | . | T051 | 0.99 | 197.6688
DK_CA_Aarhus | . | S08 | . | T052 | 0.99 | 197.6688
DK_CA_Aarhus | . | S08 | . | T053 | 0.99 | 197.6688
DK_CA_Aarhus | . | S08 | . | T054 | 0.95 | 189.6821
DK_CA_Aarhus | . | S08 | . | T055 | 0.95 | 189.6821
DK_CA_Aarhus | . | S08 | . | T056 | 0.85 | 169.7156
DK_CA_Aarhus | . | S08 | . | T057 | 0.85 | 169.7156
DK_CA_Aarhus | . | S08 | . | T058 | 0.72 | 143.7591
DK_CA_Aarhus | . | S08 | . | T059 | 0.72 | 143.7591
DK_CA_Aarhus | . | S08 | . | T060 | 0.72 | 143.7591
DK_CA_Aarhus | . | S08 | . | T061 | 0.72 | 143.7591
DK_CA_Aarhus | . | S08 | . | T062 | 0.72 | 143.7591
DK_CA_Aarhus | . | S08 | . | T063 | 0.72 | 143.7591
DK_CA_Aarhus | . | S08 | . | T064 | 0.85 | 169.7156
DK_CA_Aarhus | . | S08 | . | T065 | 0.85 | 169.7156
DK_CA_Aarhus | . | S08 | . | T066 | 0.95 | 189.6821
DK_CA_Aarhus | . | S08 | . | T067 | 0.95 | 189.6821
DK_CA_Aarhus | . | S08 | . | T068 | 0.99 | 197.6688
DK_CA_Aarhus | . | S08 | . | T069 | 0.99 | 197.6688
DK_CA_Aarhus | . | S08 | . | T070 | 0.99 | 197.6688
DK_CA_Aarhus | . | S08 | . | T071 | 1 | 199.6654
DK_CA_Aarhus | . | S08 | . | T072 | 1 | 199.6654
DK_CA_Aarhus | . | S08 | . | T073 | 1 | 199.6654
DK_CA_Aarhus | . | S08 | . | T074 | 1 | 199.6654
DK_CA_Aarhus | . | S08 | . | T075 | 1 | 199.6654
DK_CA_Aarhus | . | S08 | . | T076 | 1 | 199.6654
DK_CA_Aarhus | . | S08 | . | T077 | 1 | 199.6654
DK_CA_Aarhus | . | S08 | . | T078 | 1 | 199.6654
DK_CA_Aarhus | . | S08 | . | T079 | 1 | 199.6654
DK_CA_Aarhus | . | S08 | . | T080 | 1 | 199.6654
DK_CA_Aarhus | . | S08 | . | T081 | 1 | 199.6654
DK_CA_Aarhus | . | S08 | . | T082 | 1 | 199.6654
DK_CA_Aarhus | . | S08 | . | T083 | 1 | 199.6654
DK_CA_Aarhus | . | S08 | . | T084 | 1 | 199.6654
DK_CA_Aarhus | . | S08 | . | T085 | 1 | 199.6654
DK_CA_Aarhus | . | S08 | . | T086 | 1 | 199.6654
DK_CA_Aarhus | . | S08 | . | T087 | 1 | 199.6654
DK_CA_Aarhus | . | S08 | . | T088 | 1 | 199.6654
DK_CA_Aarhus | . | S08 | . | T089 | 1 | 199.6654
DK_CA_Aarhus | . | S08 | . | T090 | 1 | 199.6654
DK_CA_Aarhus | . | S08 | . | T091 | 1 | 199.6654
DK_CA_Aarhus | . | S08 | . | T092 | 1 | 199.6654
DK_CA_Aarhus | . | S08 | . | T093 | 1 | 199.6654
DK_CA_Aarhus | . | S08 | . | T094 | 1 | 199.6654
DK_CA_Aarhus | . | S08 | . | T095 | 1 | 199.6654
DK_CA_Aarhus | . | S08 | . | T096 | 1 | 199.6654
DK_CA_Aarhus | . | S08 | . | T097 | 1 | 199.6654
DK_CA_Aarhus | . | S08 | . | T098 | 1 | 199.6654
DK_CA_Aarhus | . | S08 | . | T099 | 1 | 199.6654
DK_CA_Aarhus | . | S08 | . | T100 | 1 | 199.6654
DK_CA_Aarhus | . | S08 | . | T101 | 1 | 199.6654
DK_CA_Aarhus | . | S08 | . | T102 | 1 | 199.6654
DK_CA_Aarhus | . | S08 | . | T103 | 1 | 199.6654
DK_CA_Aarhus | . | S08 | . | T104 | 1 | 199.6654
DK_CA_Aarhus | . | S08 | . | T105 | 1 | 199.6654
DK_CA_Aarhus | . | S08 | . | T106 | 1 | 199.6654
DK_CA_Aarhus | . | S08 | . | T107 | 1 | 199.6654
DK_CA_Aarhus | . | S08 | . | T108 | 1 | 199.6654
DK_CA_Aarhus | . | S08 | . | T109 | 0.99 | 197.6688
DK_CA_Aarhus | . | S08 | . | T110 | 0.99 | 197.6688
DK_CA_Aarhus | . | S08 | . | T111 | 0.99 | 197.6688
DK_CA_Aarhus | . | S08 | . | T112 | 0.99 | 197.6688
DK_CA_Aarhus | . | S08 | . | T113 | 0.95 | 189.6821
DK_CA_Aarhus | . | S08 | . | T114 | 0.99 | 197.6688
DK_CA_Aarhus | . | S08 | . | T115 | 0.99 | 197.6688
DK_CA_Aarhus | . | S08 | . | T116 | 0.99 | 197.6688
DK_CA_Aarhus | . | S08 | . | T117 | 0.95 | 189.6821
DK_CA_Aarhus | . | S08 | . | T118 | 0.95 | 189.6821
DK_CA_Aarhus | . | S08 | . | T119 | 0.85 | 169.7156
DK_CA_Aarhus | . | S08 | . | T120 | 0.72 | 143.7591
DK_CA_Aarhus | . | S08 | . | T121 | 0.42 | 83.8595
DK_CA_Aarhus | . | S08 | . | T122 | 0.19 | 37.9364
DK_CA_Aarhus | . | S08 | . | T123 | 0.19 | 37.9364
DK_CA_Aarhus | . | S08 | . | T124 | 0.19 | 37.9364
DK_CA_Aarhus | . | S08 | . | T125 | 0.19 | 37.9364
DK_CA_Aarhus | . | S08 | . | T126 | 0.12 | 23.9598
DK_CA_Aarhus | . | S08 | . | T127 | 0.12 | 23.9598
DK_CA_Aarhus | . | S08 | . | T128 | 0.06 | 11.9799
DK_CA_Aarhus | . | S08 | . | T129 | 0.12 | 23.9598
DK_CA_Aarhus | . | S08 | . | T130 | 0.12 | 23.9598
DK_CA_Aarhus | . | S08 | . | T131 | 0.19 | 37.9364
DK_CA_Aarhus | . | S08 | . | T132 | 0.19 | 37.9364
DK_CA_Aarhus | . | S08 | . | T133 | 0.12 | 23.9598
DK_CA_Aarhus | . | S08 | . | T134 | 0.12 | 23.9598
DK_CA_Aarhus | . | S08 | . | T135 | 0.06 | 11.9799
DK_CA_Aarhus | . | S08 | . | T136 | 0.06 | 11.9799
DK_CA_Aarhus | . | S08 | . | T137 | 0.12 | 23.9598
DK_CA_Aarhus | . | S08 | . | T138 | 0.12 | 23.9598
DK_CA_Aarhus | . | S08 | . | T139 | 0.12 | 23.9598
DK_CA_Aarhus | . | S08 | . | T140 | 0.12 | 23.9598
DK_CA_Aarhus | . | S08 | . | T141 | 0.06 | 11.9799
DK_CA_Aarhus | . | S08 | . | T142 | 0.06 | 11.9799
DK_CA_Aarhus | . | S08 | . | T143 | 0.06 | 11.9799
DK_CA_Aarhus | . | S08 | . | T144 | 0.06 | 11.9799
DK_CA_Aarhus | . | S08 | . | T145 | 0.03 | 5.99
DK_CA_Aarhus | . | S08 | . | T146 | 0.03 | 5.99
DK_CA_Aarhus | . | S08 | . | T147 | 0 | 0
DK_CA_Aarhus | . | S08 | . | T148 | 0 | 0
DK_CA_Aarhus | . | S08 | . | T149 | 0.03 | 5.99
DK_CA_Aarhus | . | S08 | . | T150 | 0.12 | 23.9598
DK_CA_Aarhus | . | S08 | . | T151 | 0.3 | 59.8996
DK_CA_Aarhus | . | S08 | . | T152 | 0.3 | 59.8996
DK_CA_Aarhus | . | S08 | . | T153 | 0.3 | 59.8996
DK_CA_Aarhus | . | S08 | . | T154 | 0.42 | 83.8595
DK_CA_Aarhus | . | S08 | . | T155 | 0.42 | 83.8595
DK_CA_Aarhus | . | S08 | . | T156 | 0.57 | 113.8093
DK_CA_Aarhus | . | S08 | . | T157 | 0.57 | 113.8093
DK_CA_Aarhus | . | S08 | . | T158 | 0.42 | 83.8595
DK_CA_Aarhus | . | S08 | . | T159 | 0.57 | 113.8093
DK_CA_Aarhus | . | S08 | . | T160 | 0.57 | 113.8093
DK_CA_Aarhus | . | S08 | . | T161 | 0.57 | 113.8093
DK_CA_Aarhus | . | S08 | . | T162 | 0.57 | 113.8093
DK_CA_Aarhus | . | S08 | . | T163 | 0.42 | 83.8595
DK_CA_Aarhus | . | S08 | . | T164 | 0.42 | 83.8595
DK_CA_Aarhus | . | S08 | . | T165 | 0.42 | 83.8595
DK_CA_Aarhus | . | S08 | . | T166 | 0.57 | 113.8093
DK_CA_Aarhus | . | S08 | . | T167 | 0.57 | 113.8093
DK_CA_Aarhus | . | S08 | . | T168 | 0.57 | 113.8093
DK_CA_Aarhus | . | S09 | . | T001 | 0.57 | 113.8093
DK_CA_Aarhus | . | S09 | . | T002 | 0.72 | 143.7591
DK_CA_Aarhus | . | S09 | . | T003 | 0.57 | 113.8093
DK_CA_Aarhus | . | S09 | . | T004 | 0.42 | 83.8595
DK_CA_Aarhus | . | S09 | . | T005 | 0.42 | 83.8595
DK_CA_Aarhus | . | S09 | . | T006 | 0.3 | 59.8996
DK_CA_Aarhus | . | S09 | . | T007 | 0.3 | 59.8996
DK_CA_Aarhus | . | S09 | . | T008 | 0.3 | 59.8996
DK_CA_Aarhus | . | S09 | . | T009 | 0.19 | 37.9364
DK_CA_Aarhus | . | S09 | . | T010 | 0.19 | 37.9364
DK_CA_Aarhus | . | S09 | . | T011 | 0.19 | 37.9364
DK_CA_Aarhus | . | S09 | . | T012 | 0.12 | 23.9598
DK_CA_Aarhus | . | S09 | . | T013 | 0.12 | 23.9598
DK_CA_Aarhus | . | S09 | . | T014 | 0.06 | 11.9799
DK_CA_Aarhus | . | S09 | . | T015 | 0.06 | 11.9799
DK_CA_Aarhus | . | S09 | . | T016 | 0.06 | 11.9799
DK_CA_Aarhus | . | S09 | . | T017 | 0.12 | 23.9598
DK_CA_Aarhus | . | S09 | . | T018 | 0.12 | 23.9598
DK_CA_Aarhus | . | S09 | . | T019 | 0.12 | 23.9598
DK_CA_Aarhus | . | S09 | . | T020 | 0.12 | 23.9598
DK_CA_Aarhus | . | S09 | . | T021 | 0.19 | 37.9364
DK_CA_Aarhus | . | S09 | . | T022 | 0.19 | 37.9364
DK_CA_Aarhus | . | S09 | . | T023 | 0.12 | 23.9598
DK_CA_Aarhus | . | S09 | . | T024 | 0.06 | 11.9799
DK_CA_Aarhus | . | S09 | . | T025 | 0 | 0
DK_CA_Aarhus | . | S09 | . | T026 | 0 | 0
DK_CA_Aarhus | . | S09 | . | T027 | 0.03 | 5.99
DK_CA_Aarhus | . | S09 | . | T028 | 0.03 | 5.99
DK_CA_Aarhus | . | S09 | . | T029 | 0.03 | 5.99
DK_CA_Aarhus | . | S09 | . | T030 | 0.03 | 5.99
DK_CA_Aarhus | . | S09 | . | T031 | 0.03 | 5.99
DK_CA_Aarhus | . | S09 | . | T032 | 0.03 | 5.99
DK_CA_Aarhus | . | S09 | . | T033 | 0.06 | 11.9799
DK_CA_Aarhus | . | S09 | . | T034 | 0.19 | 37.9364
DK_CA_Aarhus | . | S09 | . | T035 | 0.19 | 37.9364
DK_CA_Aarhus | . | S09 | . | T036 | 0.3 | 59.8996
DK_CA_Aarhus | . | S09 | . | T037 | 0.3 | 59.8996
DK_CA_Aarhus | . | S09 | . | T038 | 0.42 | 83.8595
DK_CA_Aarhus | . | S09 | . | T039 | 0.42 | 83.8595
DK_CA_Aarhus | . | S09 | . | T040 | 0.42 | 83.8595
DK_CA_Aarhus | . | S09 | . | T041 | 0.42 | 83.8595
DK_CA_Aarhus | . | S09 | . | T042 | 0.42 | 83.8595
DK_CA_Aarhus | . | S09 | . | T043 | 0.42 | 83.8595
DK_CA_Aarhus | . | S09 | . | T044 | 0.42 | 83.8595
DK_CA_Aarhus | . | S09 | . | T045 | 0.42 | 83.8595
DK_CA_Aarhus | . | S09 | . | T046 | 0.42 | 83.8595
DK_CA_Aarhus | . | S09 | . | T047 | 0.42 | 83.8595
DK_CA_Aarhus | . | S09 | . | T048 | 0.42 | 83.8595
DK_CA_Aarhus | . | S09 | . | T049 | 0.42 | 83.8595
DK_CA_Aarhus | . | S09 | . | T050 | 0.42 | 83.8595
DK_CA_Aarhus | . | S09 | . | T051 | 0.42 | 83.8595
DK_CA_Aarhus | . | S09 | . | T052 | 0.42 | 83.8595
DK_CA_Aarhus | . | S09 | . | T053 | 0.57 | 113.8093
DK_CA_Aarhus | . | S09 | . | T054 | 0.57 | 113.8093
DK_CA_Aarhus | . | S09 | . | T055 | 0.57 | 113.8093
DK_CA_Aarhus | . | S09 | . | T056 | 0.57 | 113.8093
DK_CA_Aarhus | . | S09 | . | T057 | 0.72 | 143.7591
DK_CA_Aarhus | . | S09 | . | T058 | 0.72 | 143.7591
DK_CA_Aarhus | . | S09 | . | T059 | 0.57 | 113.8093
DK_CA_Aarhus | . | S09 | . | T060 | 0.57 | 113.8093
DK_CA_Aarhus | . | S09 | . | T061 | 0.57 | 113.8093
DK_CA_Aarhus | . | S09 | . | T062 | 0.42 | 83.8595
DK_CA_Aarhus | . | S09 | . | T063 | 0.3 | 59.8996
DK_CA_Aarhus | . | S09 | . | T064 | 0.3 | 59.8996
DK_CA_Aarhus | . | S09 | . | T065 | 0.3 | 59.8996
DK_CA_Aarhus | . | S09 | . | T066 | 0.3 | 59.8996
DK_CA_Aarhus | . | S09 | . | T067 | 0.3 | 59.8996
DK_CA_Aarhus | . | S09 | . | T068 | 0.3 | 59.8996
DK_CA_Aarhus | . | S09 | . | T069 | 0.3 | 59.8996
DK_CA_Aarhus | . | S09 | . | T070 | 0.19 | 37.9364
DK_CA_Aarhus | . | S09 | . | T071 | 0.19 | 37.9364
DK_CA_Aarhus | . | S09 | . | T072 | 0.19 | 37.9364
DK_CA_Aarhus | . | S09 | . | T073 | 0.19 | 37.9364
DK_CA_Aarhus | . | S09 | . | T074 | 0.19 | 37.9364
DK_CA_Aarhus | . | S09 | . | T075 | 0.12 | 23.9598
DK_CA_Aarhus | . | S09 | . | T076 | 0.12 | 23.9598
DK_CA_Aarhus | . | S09 | . | T077 | 0.12 | 23.9598
DK_CA_Aarhus | . | S09 | . | T078 | 0.19 | 37.9364
DK_CA_Aarhus | . | S09 | . | T079 | 0.19 | 37.9364
DK_CA_Aarhus | . | S09 | . | T080 | 0.19 | 37.9364
DK_CA_Aarhus | . | S09 | . | T081 | 0.3 | 59.8996
DK_CA_Aarhus | . | S09 | . | T082 | 0.3 | 59.8996
DK_CA_Aarhus | . | S09 | . | T083 | 0.3 | 59.8996
DK_CA_Aarhus | . | S09 | . | T084 | 0.3 | 59.8996
DK_CA_Aarhus | . | S09 | . | T085 | 0.42 | 83.8595
DK_CA_Aarhus | . | S09 | . | T086 | 0.42 | 83.8595
DK_CA_Aarhus | . | S09 | . | T087 | 0.57 | 113.8093
DK_CA_Aarhus | . | S09 | . | T088 | 0.72 | 143.7591
DK_CA_Aarhus | . | S09 | . | T089 | 0.72 | 143.7591
DK_CA_Aarhus | . | S09 | . | T090 | 0.85 | 169.7156
DK_CA_Aarhus | . | S09 | . | T091 | 0.85 | 169.7156
DK_CA_Aarhus | . | S09 | . | T092 | 0.95 | 189.6821
DK_CA_Aarhus | . | S09 | . | T093 | 0.85 | 169.7156
DK_CA_Aarhus | . | S09 | . | T094 | 0.95 | 189.6821
DK_CA_Aarhus | . | S09 | . | T095 | 0.95 | 189.6821
DK_CA_Aarhus | . | S09 | . | T096 | 0.95 | 189.6821
DK_CA_Aarhus | . | S09 | . | T097 | 0.95 | 189.6821
DK_CA_Aarhus | . | S09 | . | T098 | 0.95 | 189.6821
DK_CA_Aarhus | . | S09 | . | T099 | 0.95 | 189.6821
DK_CA_Aarhus | . | S09 | . | T100 | 0.99 | 197.6688
DK_CA_Aarhus | . | S09 | . | T101 | 0.99 | 197.6688
DK_CA_Aarhus | . | S09 | . | T102 | 0.99 | 197.6688
DK_CA_Aarhus | . | S09 | . | T103 | 1 | 199.6654
DK_CA_Aarhus | . | S09 | . | T104 | 1 | 199.6654
DK_CA_Aarhus | . | S09 | . | T105 | 0.99 | 197.6688
DK_CA_Aarhus | . | S09 | . | T106 | 0.99 | 197.6688
DK_CA_Aarhus | . | S09 | . | T107 | 0.99 | 197.6688
DK_CA_Aarhus | . | S09 | . | T108 | 0.95 | 189.6821
DK_CA_Aarhus | . | S09 | . | T109 | 0.95 | 189.6821
DK_CA_Aarhus | . | S09 | . | T110 | 0.85 | 169.7156
DK_CA_Aarhus | . | S09 | . | T111 | 0.85 | 169.7156
DK_CA_Aarhus | . | S09 | . | T112 | 0.85 | 169.7156
DK_CA_Aarhus | . | S09 | . | T113 | 0.85 | 169.7156
DK_CA_Aarhus | . | S09 | . | T114 | 0.85 | 169.7156
DK_CA_Aarhus | . | S09 | . | T115 | 0.85 | 169.7156
DK_CA_Aarhus | . | S09 | . | T116 | 0.85 | 169.7156
DK_CA_Aarhus | . | S09 | . | T117 | 0.85 | 169.7156
DK_CA_Aarhus | . | S09 | . | T118 | 0.85 | 169.7156
DK_CA_Aarhus | . | S09 | . | T119 | 0.85 | 169.7156
DK_CA_Aarhus | . | S09 | . | T120 | 0.72 | 143.7591
DK_CA_Aarhus | . | S09 | . | T121 | 0.72 | 143.7591
DK_CA_Aarhus | . | S09 | . | T122 | 0.72 | 143.7591
DK_CA_Aarhus | . | S09 | . | T123 | 0.72 | 143.7591
DK_CA_Aarhus | . | S09 | . | T124 | 0.72 | 143.7591
DK_CA_Aarhus | . | S09 | . | T125 | 0.72 | 143.7591
DK_CA_Aarhus | . | S09 | . | T126 | 0.57 | 113.8093
DK_CA_Aarhus | . | S09 | . | T127 | 0.57 | 113.8093
DK_CA_Aarhus | . | S09 | . | T128 | 0.57 | 113.8093
DK_CA_Aarhus | . | S09 | . | T129 | 0.42 | 83.8595
DK_CA_Aarhus | . | S09 | . | T130 | 0.42 | 83.8595
DK_CA_Aarhus | . | S09 | . | T131 | 0.3 | 59.8996
DK_CA_Aarhus | . | S09 | . | T132 | 0.19 | 37.9364
DK_CA_Aarhus | . | S09 | . | T133 | 0.19 | 37.9364
DK_CA_Aarhus | . | S09 | . | T134 | 0.19 | 37.9364
DK_CA_Aarhus | . | S09 | . | T135 | 0.19 | 37.9364
DK_CA_Aarhus | . | S09 | . | T136 | 0.19 | 37.9364
DK_CA_Aarhus | . | S09 | . | T137 | 0.3 | 59.8996
DK_CA_Aarhus | . | S09 | . | T138 | 0.3 | 59.8996
DK_CA_Aarhus | . | S09 | . | T139 | 0.3 | 59.8996
DK_CA_Aarhus | . | S09 | . | T140 | 0.3 | 59.8996
DK_CA_Aarhus | . | S09 | . | T141 | 0.19 | 37.9364
DK_CA_Aarhus | . | S09 | . | T142 | 0.19 | 37.9364
DK_CA_Aarhus | . | S09 | . | T143 | 0.12 | 23.9598
DK_CA_Aarhus | . | S09 | . | T144 | 0.06 | 11.9799
DK_CA_Aarhus | . | S09 | . | T145 | 0.06 | 11.9799
DK_CA_Aarhus | . | S09 | . | T146 | 0.03 | 5.99
DK_CA_Aarhus | . | S09 | . | T147 | 0.03 | 5.99
DK_CA_Aarhus | . | S09 | . | T148 | 0.03 | 5.99
DK_CA_Aarhus | . | S09 | . | T149 | 0.03 | 5.99
DK_CA_Aarhus | . | S09 | . | T150 | 0.03 | 5.99
DK_CA_Aarhus | . | S09 | . | T151 | 0 | 0
DK_CA_Aarhus | . | S09 | . | T152 | 0 | 0
DK_CA_Aarhus | . | S09 | . | T153 | 0 | 0
DK_CA_Aarhus | . | S09 | . | T154 | 0 | 0
DK_CA_Aarhus | . | S09 | . | T155 | 0 | 0
DK_CA_Aarhus | . | S09 | . | T156 | 0 | 0
DK_CA_Aarhus | . | S09 | . | T157 | 0 | 0
DK_CA_Aarhus | . | S09 | . | T158 | 0 | 0
DK_CA_Aarhus | . | S09 | . | T159 | 0 | 0
DK_CA_Aarhus | . | S09 | . | T160 | 0 | 0
DK_CA_Aarhus | . | S09 | . | T161 | 0 | 0
DK_CA_Aarhus | . | S09 | . | T162 | 0.03 | 5.99
DK_CA_Aarhus | . | S09 | . | T163 | 0.03 | 5.99
DK_CA_Aarhus | . | S09 | . | T164 | 0.06 | 11.9799
DK_CA_Aarhus | . | S09 | . | T165 | 0.12 | 23.9598
DK_CA_Aarhus | . | S09 | . | T166 | 0.12 | 23.9598
DK_CA_Aarhus | . | S09 | . | T167 | 0.12 | 23.9598
DK_CA_Aarhus | . | S09 | . | T168 | 0.12 | 23.9598
DK_CA_Aarhus | . | S10 | . | T001 | 0.12 | 23.9598
DK_CA_Aarhus | . | S10 | . | T002 | 0.06 | 11.9799
DK_CA_Aarhus | . | S10 | . | T003 | 0.06 | 11.9799
DK_CA_Aarhus | . | S10 | . | T004 | 0.12 | 23.9598
DK_CA_Aarhus | . | S10 | . | T005 | 0.19 | 37.9364
DK_CA_Aarhus | . | S10 | . | T006 | 0.19 | 37.9364
DK_CA_Aarhus | . | S10 | . | T007 | 0.19 | 37.9364
DK_CA_Aarhus | . | S10 | . | T008 | 0.3 | 59.8996
DK_CA_Aarhus | . | S10 | . | T009 | 0.42 | 83.8595
DK_CA_Aarhus | . | S10 | . | T010 | 0.3 | 59.8996
DK_CA_Aarhus | . | S10 | . | T011 | 0.3 | 59.8996
DK_CA_Aarhus | . | S10 | . | T012 | 0.3 | 59.8996
DK_CA_Aarhus | . | S10 | . | T013 | 0.19 | 37.9364
DK_CA_Aarhus | . | S10 | . | T014 | 0.19 | 37.9364
DK_CA_Aarhus | . | S10 | . | T015 | 0.19 | 37.9364
DK_CA_Aarhus | . | S10 | . | T016 | 0.12 | 23.9598
DK_CA_Aarhus | . | S10 | . | T017 | 0.12 | 23.9598
DK_CA_Aarhus | . | S10 | . | T018 | 0.12 | 23.9598
DK_CA_Aarhus | . | S10 | . | T019 | 0.12 | 23.9598
DK_CA_Aarhus | . | S10 | . | T020 | 0.06 | 11.9799
DK_CA_Aarhus | . | S10 | . | T021 | 0.06 | 11.9799
DK_CA_Aarhus | . | S10 | . | T022 | 0.06 | 11.9799
DK_CA_Aarhus | . | S10 | . | T023 | 0.03 | 5.99
DK_CA_Aarhus | . | S10 | . | T024 | 0.03 | 5.99
DK_CA_Aarhus | . | S10 | . | T025 | 0 | 0
DK_CA_Aarhus | . | S10 | . | T026 | 0 | 0
DK_CA_Aarhus | . | S10 | . | T027 | 0 | 0
DK_CA_Aarhus | . | S10 | . | T028 | 0 | 0
DK_CA_Aarhus | . | S10 | . | T029 | 0 | 0
DK_CA_Aarhus | . | S10 | . | T030 | 0 | 0
DK_CA_Aarhus | . | S10 | . | T031 | 0 | 0
DK_CA_Aarhus | . | S10 | . | T032 | 0 | 0
DK_CA_Aarhus | . | S10 | . | T033 | 0 | 0
DK_CA_Aarhus | . | S10 | . | T034 | 0.03 | 5.99
DK_CA_Aarhus | . | S10 | . | T035 | 0.06 | 11.9799
DK_CA_Aarhus | . | S10 | . | T036 | 0.12 | 23.9598
DK_CA_Aarhus | . | S10 | . | T037 | 0.19 | 37.9364
DK_CA_Aarhus | . | S10 | . | T038 | 0.19 | 37.9364
DK_CA_Aarhus | . | S10 | . | T039 | 0.3 | 59.8996
DK_CA_Aarhus | . | S10 | . | T040 | 0.42 | 83.8595
DK_CA_Aarhus | . | S10 | . | T041 | 0.42 | 83.8595
DK_CA_Aarhus | . | S10 | . | T042 | 0.42 | 83.8595
DK_CA_Aarhus | . | S10 | . | T043 | 0.3 | 59.8996
DK_CA_Aarhus | . | S10 | . | T044 | 0.3 | 59.8996
DK_CA_Aarhus | . | S10 | . | T045 | 0.3 | 59.8996
DK_CA_Aarhus | . | S10 | . | T046 | 0.42 | 83.8595
DK_CA_Aarhus | . | S10 | . | T047 | 0.42 | 83.8595
DK_CA_Aarhus | . | S10 | . | T048 | 0.42 | 83.8595
DK_CA_Aarhus | . | S10 | . | T049 | 0.42 | 83.8595
DK_CA_Aarhus | . | S10 | . | T050 | 0.42 | 83.8595
DK_CA_Aarhus | . | S10 | . | T051 | 0.42 | 83.8595
DK_CA_Aarhus | . | S10 | . | T052 | 0.42 | 83.8595
DK_CA_Aarhus | . | S10 | . | T053 | 0.42 | 83.8595
DK_CA_Aarhus | . | S10 | . | T054 | 0.42 | 83.8595
DK_CA_Aarhus | . | S10 | . | T055 | 0.42 | 83.8595
DK_CA_Aarhus | . | S10 | . | T056 | 0.19 | 37.9364
DK_CA_Aarhus | . | S10 | . | T057 | 0.19 | 37.9364
DK_CA_Aarhus | . | S10 | . | T058 | 0.3 | 59.8996
DK_CA_Aarhus | . | S10 | . | T059 | 0.3 | 59.8996
DK_CA_Aarhus | . | S10 | . | T060 | 0.42 | 83.8595
DK_CA_Aarhus | . | S10 | . | T061 | 0.42 | 83.8595
DK_CA_Aarhus | . | S10 | . | T062 | 0.42 | 83.8595
DK_CA_Aarhus | . | S10 | . | T063 | 0.42 | 83.8595
DK_CA_Aarhus | . | S10 | . | T064 | 0.57 | 113.8093
DK_CA_Aarhus | . | S10 | . | T065 | 0.57 | 113.8093
DK_CA_Aarhus | . | S10 | . | T066 | 0.57 | 113.8093
DK_CA_Aarhus | . | S10 | . | T067 | 0.57 | 113.8093
DK_CA_Aarhus | . | S10 | . | T068 | 0.57 | 113.8093
DK_CA_Aarhus | . | S10 | . | T069 | 0.72 | 143.7591
DK_CA_Aarhus | . | S10 | . | T070 | 0.85 | 169.7156
DK_CA_Aarhus | . | S10 | . | T071 | 0.85 | 169.7156
DK_CA_Aarhus | . | S10 | . | T072 | 0.85 | 169.7156
DK_CA_Aarhus | . | S10 | . | T073 | 0.95 | 189.6821
DK_CA_Aarhus | . | S10 | . | T074 | 0.95 | 189.6821
DK_CA_Aarhus | . | S10 | . | T075 | 0.95 | 189.6821
DK_CA_Aarhus | . | S10 | . | T076 | 0.95 | 189.6821
DK_CA_Aarhus | . | S10 | . | T077 | 0.95 | 189.6821
DK_CA_Aarhus | . | S10 | . | T078 | 0.99 | 197.6688
DK_CA_Aarhus | . | S10 | . | T079 | 0.99 | 197.6688
DK_CA_Aarhus | . | S10 | . | T080 | 0.99 | 197.6688
DK_CA_Aarhus | . | S10 | . | T081 | 1 | 199.6654
DK_CA_Aarhus | . | S10 | . | T082 | 1 | 199.6654
DK_CA_Aarhus | . | S10 | . | T083 | 1 | 199.6654
DK_CA_Aarhus | . | S10 | . | T084 | 0.99 | 197.6688
DK_CA_Aarhus | . | S10 | . | T085 | 0.99 | 197.6688
DK_CA_Aarhus | . | S10 | . | T086 | 0.95 | 189.6821
DK_CA_Aarhus | . | S10 | . | T087 | 0.95 | 189.6821
DK_CA_Aarhus | . | S10 | . | T088 | 0.95 | 189.6821
DK_CA_Aarhus | . | S10 | . | T089 | 0.85 | 169.7156
DK_CA_Aarhus | . | S10 | . | T090 | 0.72 | 143.7591
DK_CA_Aarhus | . | S10 | . | T091 | 0.72 | 143.7591
DK_CA_Aarhus | . | S10 | . | T092 | 0.57 | 113.8093
DK_CA_Aarhus | . | S10 | . | T093 | 0.42 | 83.8595
DK_CA_Aarhus | . | S10 | . | T094 | 0.3 | 59.8996
DK_CA_Aarhus | . | S10 | . | T095 | 0.3 | 59.8996
DK_CA_Aarhus | . | S10 | . | T096 | 0.3 | 59.8996
DK_CA_Aarhus | . | S10 | . | T097 | 0.3 | 59.8996
DK_CA_Aarhus | . | S10 | . | T098 | 0.3 | 59.8996
DK_CA_Aarhus | . | S10 | . | T099 | 0.19 | 37.9364
DK_CA_Aarhus | . | S10 | . | T100 | 0.19 | 37.9364
DK_CA_Aarhus | . | S10 | . | T101 | 0.19 | 37.9364
DK_CA_Aarhus | . | S10 | . | T102 | 0.19 | 37.9364
DK_CA_Aarhus | . | S10 | . | T103 | 0.19 | 37.9364
DK_CA_Aarhus | . | S10 | . | T104 | 0.06 | 11.9799
DK_CA_Aarhus | . | S10 | . | T105 | 0.06 | 11.9799
DK_CA_Aarhus | . | S10 | . | T106 | 0.12 | 23.9598
DK_CA_Aarhus | . | S10 | . | T107 | 0.19 | 37.9364
DK_CA_Aarhus | . | S10 | . | T108 | 0.3 | 59.8996
DK_CA_Aarhus | . | S10 | . | T109 | 0.3 | 59.8996
DK_CA_Aarhus | . | S10 | . | T110 | 0.3 | 59.8996
DK_CA_Aarhus | . | S10 | . | T111 | 0.3 | 59.8996
DK_CA_Aarhus | . | S10 | . | T112 | 0.42 | 83.8595
DK_CA_Aarhus | . | S10 | . | T113 | 0.57 | 113.8093
DK_CA_Aarhus | . | S10 | . | T114 | 0.85 | 169.7156
DK_CA_Aarhus | . | S10 | . | T115 | 0.85 | 169.7156
DK_CA_Aarhus | . | S10 | . | T116 | 0.95 | 189.6821
DK_CA_Aarhus | . | S10 | . | T117 | 0.95 | 189.6821
DK_CA_Aarhus | . | S10 | . | T118 | 0.95 | 189.6821
DK_CA_Aarhus | . | S10 | . | T119 | 0.95 | 189.6821
DK_CA_Aarhus | . | S10 | . | T120 | 0.95 | 189.6821
DK_CA_Aarhus | . | S10 | . | T121 | 0.99 | 197.6688
DK_CA_Aarhus | . | S10 | . | T122 | 0.99 | 197.6688
DK_CA_Aarhus | . | S10 | . | T123 | 0.99 | 197.6688
DK_CA_Aarhus | . | S10 | . | T124 | 0.95 | 189.6821
DK_CA_Aarhus | . | S10 | . | T125 | 0.85 | 169.7156
DK_CA_Aarhus | . | S10 | . | T126 | 0.85 | 169.7156
DK_CA_Aarhus | . | S10 | . | T127 | 0.95 | 189.6821
DK_CA_Aarhus | . | S10 | . | T128 | 0.99 | 197.6688
DK_CA_Aarhus | . | S10 | . | T129 | 0.99 | 197.6688
DK_CA_Aarhus | . | S10 | . | T130 | 0.99 | 197.6688
DK_CA_Aarhus | . | S10 | . | T131 | 0.99 | 197.6688
DK_CA_Aarhus | . | S10 | . | T132 | 0.99 | 197.6688
DK_CA_Aarhus | . | S10 | . | T133 | 0.95 | 189.6821
DK_CA_Aarhus | . | S10 | . | T134 | 0.95 | 189.6821
DK_CA_Aarhus | . | S10 | . | T135 | 0.85 | 169.7156
DK_CA_Aarhus | . | S10 | . | T136 | 0.85 | 169.7156
DK_CA_Aarhus | . | S10 | . | T137 | 0.85 | 169.7156
DK_CA_Aarhus | . | S10 | . | T138 | 0.72 | 143.7591
DK_CA_Aarhus | . | S10 | . | T139 | 0.72 | 143.7591
DK_CA_Aarhus | . | S10 | . | T140 | 0.72 | 143.7591
DK_CA_Aarhus | . | S10 | . | T141 | 0.57 | 113.8093
DK_CA_Aarhus | . | S10 | . | T142 | 0.57 | 113.8093
DK_CA_Aarhus | . | S10 | . | T143 | 0.57 | 113.8093
DK_CA_Aarhus | . | S10 | . | T144 | 0.57 | 113.8093
DK_CA_Aarhus | . | S10 | . | T145 | 0.57 | 113.8093
DK_CA_Aarhus | . | S10 | . | T146 | 0.57 | 113.8093
DK_CA_Aarhus | . | S10 | . | T147 | 0.72 | 143.7591
DK_CA_Aarhus | . | S10 | . | T148 | 0.72 | 143.7591
DK_CA_Aarhus | . | S10 | . | T149 | 0.57 | 113.8093
DK_CA_Aarhus | . | S10 | . | T150 | 0.57 | 113.8093
DK_CA_Aarhus | . | S10 | . | T151 | 0.57 | 113.8093
DK_CA_Aarhus | . | S10 | . | T152 | 0.42 | 83.8595
DK_CA_Aarhus | . | S10 | . | T153 | 0.42 | 83.8595
DK_CA_Aarhus | . | S10 | . | T154 | 0.42 | 83.8595
DK_CA_Aarhus | . | S10 | . | T155 | 0.42 | 83.8595
DK_CA_Aarhus | . | S10 | . | T156 | 0.42 | 83.8595
DK_CA_Aarhus | . | S10 | . | T157 | 0.42 | 83.8595
DK_CA_Aarhus | . | S10 | . | T158 | 0.42 | 83.8595
DK_CA_Aarhus | . | S10 | . | T159 | 0.42 | 83.8595
DK_CA_Aarhus | . | S10 | . | T160 | 0.42 | 83.8595
DK_CA_Aarhus | . | S10 | . | T161 | 0.42 | 83.8595
DK_CA_Aarhus | . | S10 | . | T162 | 0.3 | 59.8996
DK_CA_Aarhus | . | S10 | . | T163 | 0.3 | 59.8996
DK_CA_Aarhus | . | S10 | . | T164 | 0.3 | 59.8996
DK_CA_Aarhus | . | S10 | . | T165 | 0.3 | 59.8996
DK_CA_Aarhus | . | S10 | . | T166 | 0.19 | 37.9364
DK_CA_Aarhus | . | S10 | . | T167 | 0.19 | 37.9364
DK_CA_Aarhus | . | S10 | . | T168 | 0.19 | 37.9364
DK_CA_Aarhus | . | S11 | . | T001 | 0.3 | 59.8996
DK_CA_Aarhus | . | S11 | . | T002 | 0.3 | 59.8996
DK_CA_Aarhus | . | S11 | . | T003 | 0.3 | 59.8996
DK_CA_Aarhus | . | S11 | . | T004 | 0.3 | 59.8996
DK_CA_Aarhus | . | S11 | . | T005 | 0.3 | 59.8996
DK_CA_Aarhus | . | S11 | . | T006 | 0.42 | 83.8595
DK_CA_Aarhus | . | S11 | . | T007 | 0.42 | 83.8595
DK_CA_Aarhus | . | S11 | . | T008 | 0.42 | 83.8595
DK_CA_Aarhus | . | S11 | . | T009 | 0.42 | 83.8595
DK_CA_Aarhus | . | S11 | . | T010 | 0.42 | 83.8595
DK_CA_Aarhus | . | S11 | . | T011 | 0.57 | 113.8093
DK_CA_Aarhus | . | S11 | . | T012 | 0.57 | 113.8093
DK_CA_Aarhus | . | S11 | . | T013 | 0.72 | 143.7591
DK_CA_Aarhus | . | S11 | . | T014 | 0.57 | 113.8093
DK_CA_Aarhus | . | S11 | . | T015 | 0.57 | 113.8093
DK_CA_Aarhus | . | S11 | . | T016 | 0.57 | 113.8093
DK_CA_Aarhus | . | S11 | . | T017 | 0.57 | 113.8093
DK_CA_Aarhus | . | S11 | . | T018 | 0.42 | 83.8595
DK_CA_Aarhus | . | S11 | . | T019 | 0.42 | 83.8595
DK_CA_Aarhus | . | S11 | . | T020 | 0.3 | 59.8996
DK_CA_Aarhus | . | S11 | . | T021 | 0.19 | 37.9364
DK_CA_Aarhus | . | S11 | . | T022 | 0.19 | 37.9364
DK_CA_Aarhus | . | S11 | . | T023 | 0.3 | 59.8996
DK_CA_Aarhus | . | S11 | . | T024 | 0.57 | 113.8093
DK_CA_Aarhus | . | S11 | . | T025 | 0.85 | 169.7156
DK_CA_Aarhus | . | S11 | . | T026 | 0.85 | 169.7156
DK_CA_Aarhus | . | S11 | . | T027 | 0.72 | 143.7591
DK_CA_Aarhus | . | S11 | . | T028 | 0.72 | 143.7591
DK_CA_Aarhus | . | S11 | . | T029 | 0.85 | 169.7156
DK_CA_Aarhus | . | S11 | . | T030 | 0.95 | 189.6821
DK_CA_Aarhus | . | S11 | . | T031 | 0.99 | 197.6688
DK_CA_Aarhus | . | S11 | . | T032 | 1 | 199.6654
DK_CA_Aarhus | . | S11 | . | T033 | 1 | 199.6654
DK_CA_Aarhus | . | S11 | . | T034 | 1 | 199.6654
DK_CA_Aarhus | . | S11 | . | T035 | 1 | 199.6654
DK_CA_Aarhus | . | S11 | . | T036 | 1 | 199.6654
DK_CA_Aarhus | . | S11 | . | T037 | 1 | 199.6654
DK_CA_Aarhus | . | S11 | . | T038 | 1 | 199.6654
DK_CA_Aarhus | . | S11 | . | T039 | 0.99 | 197.6688
DK_CA_Aarhus | . | S11 | . | T040 | 0.95 | 189.6821
DK_CA_Aarhus | . | S11 | . | T041 | 0.95 | 189.6821
DK_CA_Aarhus | . | S11 | . | T042 | 0.95 | 189.6821
DK_CA_Aarhus | . | S11 | . | T043 | 0.95 | 189.6821
DK_CA_Aarhus | . | S11 | . | T044 | 0.95 | 189.6821
DK_CA_Aarhus | . | S11 | . | T045 | 0.85 | 169.7156
DK_CA_Aarhus | . | S11 | . | T046 | 0.85 | 169.7156
DK_CA_Aarhus | . | S11 | . | T047 | 0.85 | 169.7156
DK_CA_Aarhus | . | S11 | . | T048 | 0.72 | 143.7591
DK_CA_Aarhus | . | S11 | . | T049 | 0.72 | 143.7591
DK_CA_Aarhus | . | S11 | . | T050 | 0.85 | 169.7156
DK_CA_Aarhus | . | S11 | . | T051 | 0.85 | 169.7156
DK_CA_Aarhus | . | S11 | . | T052 | 0.95 | 189.6821
DK_CA_Aarhus | . | S11 | . | T053 | 0.95 | 189.6821
DK_CA_Aarhus | . | S11 | . | T054 | 0.85 | 169.7156
DK_CA_Aarhus | . | S11 | . | T055 | 0.85 | 169.7156
DK_CA_Aarhus | . | S11 | . | T056 | 0.85 | 169.7156
DK_CA_Aarhus | . | S11 | . | T057 | 0.72 | 143.7591
DK_CA_Aarhus | . | S11 | . | T058 | 0.57 | 113.8093
DK_CA_Aarhus | . | S11 | . | T059 | 0.57 | 113.8093
DK_CA_Aarhus | . | S11 | . | T060 | 0.57 | 113.8093
DK_CA_Aarhus | . | S11 | . | T061 | 0.57 | 113.8093
DK_CA_Aarhus | . | S11 | . | T062 | 0.57 | 113.8093
DK_CA_Aarhus | . | S11 | . | T063 | 0.57 | 113.8093
DK_CA_Aarhus | . | S11 | . | T064 | 0.42 | 83.8595
DK_CA_Aarhus | . | S11 | . | T065 | 0.42 | 83.8595
DK_CA_Aarhus | . | S11 | . | T066 | 0.42 | 83.8595
DK_CA_Aarhus | . | S11 | . | T067 | 0.42 | 83.8595
DK_CA_Aarhus | . | S11 | . | T068 | 0.3 | 59.8996
DK_CA_Aarhus | . | S11 | . | T069 | 0.3 | 59.8996
DK_CA_Aarhus | . | S11 | . | T070 | 0.19 | 37.9364
DK_CA_Aarhus | . | S11 | . | T071 | 0.12 | 23.9598
DK_CA_Aarhus | . | S11 | . | T072 | 0.06 | 11.9799
DK_CA_Aarhus | . | S11 | . | T073 | 0 | 0
DK_CA_Aarhus | . | S11 | . | T074 | 0 | 0
DK_CA_Aarhus | . | S11 | . | T075 | 0.03 | 5.99
DK_CA_Aarhus | . | S11 | . | T076 | 0.19 | 37.9364
DK_CA_Aarhus | . | S11 | . | T077 | 0.42 | 83.8595
DK_CA_Aarhus | . | S11 | . | T078 | 0.57 | 113.8093
DK_CA_Aarhus | . | S11 | . | T079 | 0.57 | 113.8093
DK_CA_Aarhus | . | S11 | . | T080 | 0.3 | 59.8996
DK_CA_Aarhus | . | S11 | . | T081 | 0.3 | 59.8996
DK_CA_Aarhus | . | S11 | . | T082 | 0.3 | 59.8996
DK_CA_Aarhus | . | S11 | . | T083 | 0.3 | 59.8996
DK_CA_Aarhus | . | S11 | . | T084 | 0.3 | 59.8996
DK_CA_Aarhus | . | S11 | . | T085 | 0.42 | 83.8595
DK_CA_Aarhus | . | S11 | . | T086 | 0.57 | 113.8093
DK_CA_Aarhus | . | S11 | . | T087 | 0.57 | 113.8093
DK_CA_Aarhus | . | S11 | . | T088 | 0.72 | 143.7591
DK_CA_Aarhus | . | S11 | . | T089 | 0.72 | 143.7591
DK_CA_Aarhus | . | S11 | . | T090 | 0.72 | 143.7591
DK_CA_Aarhus | . | S11 | . | T091 | 0.57 | 113.8093
DK_CA_Aarhus | . | S11 | . | T092 | 0.57 | 113.8093
DK_CA_Aarhus | . | S11 | . | T093 | 0.57 | 113.8093
DK_CA_Aarhus | . | S11 | . | T094 | 0.57 | 113.8093
DK_CA_Aarhus | . | S11 | . | T095 | 0.42 | 83.8595
DK_CA_Aarhus | . | S11 | . | T096 | 0.42 | 83.8595
DK_CA_Aarhus | . | S11 | . | T097 | 0.42 | 83.8595
DK_CA_Aarhus | . | S11 | . | T098 | 0.42 | 83.8595
DK_CA_Aarhus | . | S11 | . | T099 | 0.3 | 59.8996
DK_CA_Aarhus | . | S11 | . | T100 | 0.19 | 37.9364
DK_CA_Aarhus | . | S11 | . | T101 | 0.19 | 37.9364
DK_CA_Aarhus | . | S11 | . | T102 | 0.19 | 37.9364
DK_CA_Aarhus | . | S11 | . | T103 | 0.12 | 23.9598
DK_CA_Aarhus | . | S11 | . | T104 | 0.12 | 23.9598
DK_CA_Aarhus | . | S11 | . | T105 | 0.12 | 23.9598
DK_CA_Aarhus | . | S11 | . | T106 | 0.12 | 23.9598
DK_CA_Aarhus | . | S11 | . | T107 | 0.12 | 23.9598
DK_CA_Aarhus | . | S11 | . | T108 | 0.12 | 23.9598
DK_CA_Aarhus | . | S11 | . | T109 | 0.12 | 23.9598
DK_CA_Aarhus | . | S11 | . | T110 | 0.12 | 23.9598
DK_CA_Aarhus | . | S11 | . | T111 | 0.12 | 23.9598
DK_CA_Aarhus | . | S11 | . | T112 | 0.12 | 23.9598
DK_CA_Aarhus | . | S11 | . | T113 | 0.12 | 23.9598
DK_CA_Aarhus | . | S11 | . | T114 | 0.12 | 23.9598
DK_CA_Aarhus | . | S11 | . | T115 | 0.12 | 23.9598
DK_CA_Aarhus | . | S11 | . | T116 | 0.06 | 11.9799
DK_CA_Aarhus | . | S11 | . | T117 | 0.12 | 23.9598
DK_CA_Aarhus | . | S11 | . | T118 | 0.12 | 23.9598
DK_CA_Aarhus | . | S11 | . | T119 | 0.12 | 23.9598
DK_CA_Aarhus | . | S11 | . | T120 | 0.12 | 23.9598
DK_CA_Aarhus | . | S11 | . | T121 | 0.19 | 37.9364
DK_CA_Aarhus | . | S11 | . | T122 | 0.19 | 37.9364
DK_CA_Aarhus | . | S11 | . | T123 | 0.19 | 37.9364
DK_CA_Aarhus | . | S11 | . | T124 | 0.19 | 37.9364
DK_CA_Aarhus | . | S11 | . | T125 | 0.19 | 37.9364
DK_CA_Aarhus | . | S11 | . | T126 | 0.19 | 37.9364
DK_CA_Aarhus | . | S11 | . | T127 | 0.19 | 37.9364
DK_CA_Aarhus | . | S11 | . | T128 | 0.3 | 59.8996
DK_CA_Aarhus | . | S11 | . | T129 | 0.3 | 59.8996
DK_CA_Aarhus | . | S11 | . | T130 | 0.3 | 59.8996
DK_CA_Aarhus | . | S11 | . | T131 | 0.3 | 59.8996
DK_CA_Aarhus | . | S11 | . | T132 | 0.19 | 37.9364
DK_CA_Aarhus | . | S11 | . | T133 | 0.19 | 37.9364
DK_CA_Aarhus | . | S11 | . | T134 | 0.19 | 37.9364
DK_CA_Aarhus | . | S11 | . | T135 | 0.19 | 37.9364
DK_CA_Aarhus | . | S11 | . | T136 | 0.19 | 37.9364
DK_CA_Aarhus | . | S11 | . | T137 | 0.19 | 37.9364
DK_CA_Aarhus | . | S11 | . | T138 | 0.12 | 23.9598
DK_CA_Aarhus | . | S11 | . | T139 | 0.12 | 23.9598
DK_CA_Aarhus | . | S11 | . | T140 | 0.06 | 11.9799
DK_CA_Aarhus | . | S11 | . | T141 | 0.06 | 11.9799
DK_CA_Aarhus | . | S11 | . | T142 | 0.06 | 11.9799
DK_CA_Aarhus | . | S11 | . | T143 | 0.06 | 11.9799
DK_CA_Aarhus | . | S11 | . | T144 | 0.06 | 11.9799
DK_CA_Aarhus | . | S11 | . | T145 | 0.06 | 11.9799
DK_CA_Aarhus | . | S11 | . | T146 | 0.03 | 5.99
DK_CA_Aarhus | . | S11 | . | T147 | 0.03 | 5.99
DK_CA_Aarhus | . | S11 | . | T148 | 0.03 | 5.99
DK_CA_Aarhus | . | S11 | . | T149 | 0.03 | 5.99
DK_CA_Aarhus | . | S11 | . | T150 | 0.03 | 5.99
DK_CA_Aarhus | . | S11 | . | T151 | 0.03 | 5.99
DK_CA_Aarhus | . | S11 | . | T152 | 0.06 | 11.9799
DK_CA_Aarhus | . | S11 | . | T153 | 0.06 | 11.9799
DK_CA_Aarhus | . | S11 | . | T154 | 0.12 | 23.9598
DK_CA_Aarhus | . | S11 | . | T155 | 0.19 | 37.9364
DK_CA_Aarhus | . | S11 | . | T156 | 0.3 | 59.8996
DK_CA_Aarhus | . | S11 | . | T157 | 0.42 | 83.8595
DK_CA_Aarhus | . | S11 | . | T158 | 0.42 | 83.8595
DK_CA_Aarhus | . | S11 | . | T159 | 0.42 | 83.8595
DK_CA_Aarhus | . | S11 | . | T160 | 0.42 | 83.8595
DK_CA_Aarhus | . | S11 | . | T161 | 0.42 | 83.8595
DK_CA_Aarhus | . | S11 | . | T162 | 0.3 | 59.8996
DK_CA_Aarhus | . | S11 | . | T163 | 0.42 | 83.8595
DK_CA_Aarhus | . | S11 | . | T164 | 0.72 | 143.7591
DK_CA_Aarhus | . | S11 | . | T165 | 0.85 | 169.7156
DK_CA_Aarhus | . | S11 | . | T166 | 0.85 | 169.7156
DK_CA_Aarhus | . | S11 | . | T167 | 0.72 | 143.7591
DK_CA_Aarhus | . | S11 | . | T168 | 0.57 | 113.8093
DK_CA_Aarhus | . | S12 | . | T001 | 0.57 | 113.8093
DK_CA_Aarhus | . | S12 | . | T002 | 0.57 | 113.8093
DK_CA_Aarhus | . | S12 | . | T003 | 0.72 | 143.7591
DK_CA_Aarhus | . | S12 | . | T004 | 0.85 | 169.7156
DK_CA_Aarhus | . | S12 | . | T005 | 0.85 | 169.7156
DK_CA_Aarhus | . | S12 | . | T006 | 0.85 | 169.7156
DK_CA_Aarhus | . | S12 | . | T007 | 0.85 | 169.7156
DK_CA_Aarhus | . | S12 | . | T008 | 0.99 | 197.6688
DK_CA_Aarhus | . | S12 | . | T009 | 0.99 | 197.6688
DK_CA_Aarhus | . | S12 | . | T010 | 0.99 | 197.6688
DK_CA_Aarhus | . | S12 | . | T011 | 0.99 | 197.6688
DK_CA_Aarhus | . | S12 | . | T012 | 0.95 | 189.6821
DK_CA_Aarhus | . | S12 | . | T013 | 0.99 | 197.6688
DK_CA_Aarhus | . | S12 | . | T014 | 0.99 | 197.6688
DK_CA_Aarhus | . | S12 | . | T015 | 0.95 | 189.6821
DK_CA_Aarhus | . | S12 | . | T016 | 0.99 | 197.6688
DK_CA_Aarhus | . | S12 | . | T017 | 1 | 199.6654
DK_CA_Aarhus | . | S12 | . | T018 | 1 | 199.6654
DK_CA_Aarhus | . | S12 | . | T019 | 1 | 199.6654
DK_CA_Aarhus | . | S12 | . | T020 | 1 | 199.6654
DK_CA_Aarhus | . | S12 | . | T021 | 1 | 199.6654
DK_CA_Aarhus | . | S12 | . | T022 | 1 | 199.6654
DK_CA_Aarhus | . | S12 | . | T023 | 1 | 199.6654
DK_CA_Aarhus | . | S12 | . | T024 | 1 | 199.6654
DK_CA_Aarhus | . | S12 | . | T025 | 1 | 199.6654
DK_CA_Aarhus | . | S12 | . | T026 | 1 | 199.6654
DK_CA_Aarhus | . | S12 | . | T027 | 1 | 199.6654
DK_CA_Aarhus | . | S12 | . | T028 | 1 | 199.6654
DK_CA_Aarhus | . | S12 | . | T029 | 1 | 199.6654
DK_CA_Aarhus | . | S12 | . | T030 | 1 | 199.6654
DK_CA_Aarhus | . | S12 | . | T031 | 1 | 199.6654
DK_CA_Aarhus | . | S12 | . | T032 | 1 | 199.6654
DK_CA_Aarhus | . | S12 | . | T033 | 1 | 199.6654
DK_CA_Aarhus | . | S12 | . | T034 | 1 | 199.6654
DK_CA_Aarhus | . | S12 | . | T035 | 0.99 | 197.6688
DK_CA_Aarhus | . | S12 | . | T036 | 0.95 | 189.6821
DK_CA_Aarhus | . | S12 | . | T037 | 0.85 | 169.7156
DK_CA_Aarhus | . | S12 | . | T038 | 0.72 | 143.7591
DK_CA_Aarhus | . | S12 | . | T039 | 0.72 | 143.7591
DK_CA_Aarhus | . | S12 | . | T040 | 0.57 | 113.8093
DK_CA_Aarhus | . | S12 | . | T041 | 0.42 | 83.8595
DK_CA_Aarhus | . | S12 | . | T042 | 0.42 | 83.8595
DK_CA_Aarhus | . | S12 | . | T043 | 0.42 | 83.8595
DK_CA_Aarhus | . | S12 | . | T044 | 0.3 | 59.8996
DK_CA_Aarhus | . | S12 | . | T045 | 0.3 | 59.8996
DK_CA_Aarhus | . | S12 | . | T046 | 0.3 | 59.8996
DK_CA_Aarhus | . | S12 | . | T047 | 0.3 | 59.8996
DK_CA_Aarhus | . | S12 | . | T048 | 0.3 | 59.8996
DK_CA_Aarhus | . | S12 | . | T049 | 0.19 | 37.9364
DK_CA_Aarhus | . | S12 | . | T050 | 0.19 | 37.9364
DK_CA_Aarhus | . | S12 | . | T051 | 0.12 | 23.9598
DK_CA_Aarhus | . | S12 | . | T052 | 0.12 | 23.9598
DK_CA_Aarhus | . | S12 | . | T053 | 0.06 | 11.9799
DK_CA_Aarhus | . | S12 | . | T054 | 0.03 | 5.99
DK_CA_Aarhus | . | S12 | . | T055 | 0.03 | 5.99
DK_CA_Aarhus | . | S12 | . | T056 | 0.03 | 5.99
DK_CA_Aarhus | . | S12 | . | T057 | 0.03 | 5.99
DK_CA_Aarhus | . | S12 | . | T058 | 0 | 0
DK_CA_Aarhus | . | S12 | . | T059 | 0 | 0
DK_CA_Aarhus | . | S12 | . | T060 | 0 | 0
DK_CA_Aarhus | . | S12 | . | T061 | 0 | 0
DK_CA_Aarhus | . | S12 | . | T062 | 0 | 0
DK_CA_Aarhus | . | S12 | . | T063 | 0 | 0
DK_CA_Aarhus | . | S12 | . | T064 | 0 | 0
DK_CA_Aarhus | . | S12 | . | T065 | 0 | 0
DK_CA_Aarhus | . | S12 | . | T066 | 0 | 0
DK_CA_Aarhus | . | S12 | . | T067 | 0 | 0
DK_CA_Aarhus | . | S12 | . | T068 | 0 | 0
DK_CA_Aarhus | . | S12 | . | T069 | 0 | 0
DK_CA_Aarhus | . | S12 | . | T070 | 0 | 0
DK_CA_Aarhus | . | S12 | . | T071 | 0 | 0
DK_CA_Aarhus | . | S12 | . | T072 | 0 | 0
DK_CA_Aarhus | . | S12 | . | T073 | 0 | 0
DK_CA_Aarhus | . | S12 | . | T074 | 0.03 | 5.99
DK_CA_Aarhus | . | S12 | . | T075 | 0 | 0
DK_CA_Aarhus | . | S12 | . | T076 | 0 | 0
DK_CA_Aarhus | . | S12 | . | T077 | 0 | 0
DK_CA_Aarhus | . | S12 | . | T078 | 0 | 0
DK_CA_Aarhus | . | S12 | . | T079 | 0 | 0
DK_CA_Aarhus | . | S12 | . | T080 | 0 | 0
DK_CA_Aarhus | . | S12 | . | T081 | 0 | 0
DK_CA_Aarhus | . | S12 | . | T082 | 0 | 0
DK_CA_Aarhus | . | S12 | . | T083 | 0.03 | 5.99
DK_CA_Aarhus | . | S12 | . | T084 | 0.12 | 23.9598
DK_CA_Aarhus | . | S12 | . | T085 | 0.19 | 37.9364
DK_CA_Aarhus | . | S12 | . | T086 | 0.3 | 59.8996
DK_CA_Aarhus | . | S12 | . | T087 | 0.3 | 59.8996
DK_CA_Aarhus | . | S12 | . | T088 | 0.3 | 59.8996
DK_CA_Aarhus | . | S12 | . | T089 | 0.42 | 83.8595
DK_CA_Aarhus | . | S12 | . | T090 | 0.57 | 113.8093
DK_CA_Aarhus | . | S12 | . | T091 | 0.72 | 143.7591
DK_CA_Aarhus | . | S12 | . | T092 | 0.85 | 169.7156
DK_CA_Aarhus | . | S12 | . | T093 | 0.95 | 189.6821
DK_CA_Aarhus | . | S12 | . | T094 | 0.95 | 189.6821
DK_CA_Aarhus | . | S12 | . | T095 | 0.85 | 169.7156
DK_CA_Aarhus | . | S12 | . | T096 | 0.85 | 169.7156
DK_CA_Aarhus | . | S12 | . | T097 | 0.85 | 169.7156
DK_CA_Aarhus | . | S12 | . | T098 | 0.85 | 169.7156
DK_CA_Aarhus | . | S12 | . | T099 | 0.85 | 169.7156
DK_CA_Aarhus | . | S12 | . | T100 | 0.85 | 169.7156
DK_CA_Aarhus | . | S12 | . | T101 | 0.95 | 189.6821
DK_CA_Aarhus | . | S12 | . | T102 | 0.95 | 189.6821
DK_CA_Aarhus | . | S12 | . | T103 | 0.95 | 189.6821
DK_CA_Aarhus | . | S12 | . | T104 | 0.99 | 197.6688
DK_CA_Aarhus | . | S12 | . | T105 | 0.95 | 189.6821
DK_CA_Aarhus | . | S12 | . | T106 | 0.95 | 189.6821
DK_CA_Aarhus | . | S12 | . | T107 | 0.95 | 189.6821
DK_CA_Aarhus | . | S12 | . | T108 | 0.85 | 169.7156
DK_CA_Aarhus | . | S12 | . | T109 | 0.85 | 169.7156
DK_CA_Aarhus | . | S12 | . | T110 | 0.85 | 169.7156
DK_CA_Aarhus | . | S12 | . | T111 | 0.72 | 143.7591
DK_CA_Aarhus | . | S12 | . | T112 | 0.72 | 143.7591
DK_CA_Aarhus | . | S12 | . | T113 | 0.72 | 143.7591
DK_CA_Aarhus | . | S12 | . | T114 | 0.57 | 113.8093
DK_CA_Aarhus | . | S12 | . | T115 | 0.57 | 113.8093
DK_CA_Aarhus | . | S12 | . | T116 | 0.57 | 113.8093
DK_CA_Aarhus | . | S12 | . | T117 | 0.57 | 113.8093
DK_CA_Aarhus | . | S12 | . | T118 | 0.57 | 113.8093
DK_CA_Aarhus | . | S12 | . | T119 | 0.57 | 113.8093
DK_CA_Aarhus | . | S12 | . | T120 | 0.42 | 83.8595
DK_CA_Aarhus | . | S12 | . | T121 | 0.42 | 83.8595
DK_CA_Aarhus | . | S12 | . | T122 | 0.42 | 83.8595
DK_CA_Aarhus | . | S12 | . | T123 | 0.42 | 83.8595
DK_CA_Aarhus | . | S12 | . | T124 | 0.42 | 83.8595
DK_CA_Aarhus | . | S12 | . | T125 | 0.57 | 113.8093
DK_CA_Aarhus | . | S12 | . | T126 | 0.72 | 143.7591
DK_CA_Aarhus | . | S12 | . | T127 | 0.72 | 143.7591
DK_CA_Aarhus | . | S12 | . | T128 | 0.85 | 169.7156
DK_CA_Aarhus | . | S12 | . | T129 | 0.95 | 189.6821
DK_CA_Aarhus | . | S12 | . | T130 | 0.95 | 189.6821
DK_CA_Aarhus | . | S12 | . | T131 | 0.99 | 197.6688
DK_CA_Aarhus | . | S12 | . | T132 | 0.99 | 197.6688
DK_CA_Aarhus | . | S12 | . | T133 | 0.99 | 197.6688
DK_CA_Aarhus | . | S12 | . | T134 | 0.99 | 197.6688
DK_CA_Aarhus | . | S12 | . | T135 | 0.95 | 189.6821
DK_CA_Aarhus | . | S12 | . | T136 | 0.95 | 189.6821
DK_CA_Aarhus | . | S12 | . | T137 | 0.95 | 189.6821
DK_CA_Aarhus | . | S12 | . | T138 | 0.99 | 197.6688
DK_CA_Aarhus | . | S12 | . | T139 | 0.99 | 197.6688
DK_CA_Aarhus | . | S12 | . | T140 | 0.99 | 197.6688
DK_CA_Aarhus | . | S12 | . | T141 | 0.95 | 189.6821
DK_CA_Aarhus | . | S12 | . | T142 | 0.85 | 169.7156
DK_CA_Aarhus | . | S12 | . | T143 | 0.72 | 143.7591
DK_CA_Aarhus | . | S12 | . | T144 | 0.72 | 143.7591
DK_CA_Aarhus | . | S12 | . | T145 | 0.72 | 143.7591
DK_CA_Aarhus | . | S12 | . | T146 | 0.72 | 143.7591
DK_CA_Aarhus | . | S12 | . | T147 | 0.72 | 143.7591
DK_CA_Aarhus | . | S12 | . | T148 | 0.72 | 143.7591
DK_CA_Aarhus | . | S12 | . | T149 | 0.57 | 113.8093
DK_CA_Aarhus | . | S12 | . | T150 | 0.57 | 113.8093
DK_CA_Aarhus | . | S12 | . | T151 | 0.57 | 113.8093
DK_CA_Aarhus | . | S12 | . | T152 | 0.57 | 113.8093
DK_CA_Aarhus | . | S12 | . | T153 | 0.57 | 113.8093
DK_CA_Aarhus | . | S12 | . | T154 | 0.72 | 143.7591
DK_CA_Aarhus | . | S12 | . | T155 | 0.72 | 143.7591
DK_CA_Aarhus | . | S12 | . | T156 | 0.72 | 143.7591
DK_CA_Aarhus | . | S12 | . | T157 | 0.72 | 143.7591
DK_CA_Aarhus | . | S12 | . | T158 | 0.72 | 143.7591
DK_CA_Aarhus | . | S12 | . | T159 | 0.57 | 113.8093
DK_CA_Aarhus | . | S12 | . | T160 | 0.72 | 143.7591
DK_CA_Aarhus | . | S12 | . | T161 | 0.72 | 143.7591
DK_CA_Aarhus | . | S12 | . | T162 | 0.85 | 169.7156
DK_CA_Aarhus | . | S12 | . | T163 | 0.85 | 169.7156
DK_CA_Aarhus | . | S12 | . | T164 | 0.85 | 169.7156
DK_CA_Aarhus | . | S12 | . | T165 | 0.85 | 169.7156
DK_CA_Aarhus | . | S12 | . | T166 | 0.85 | 169.7156
DK_CA_Aarhus | . | S12 | . | T167 | 0.95 | 189.6821
DK_CA_Aarhus | . | S12 | . | T168 | 0.95 | 189.6821
DK_CA_Aarhus | . | S13 | . | T001 | 0.95 | 189.6821
DK_CA_Aarhus | . | S13 | . | T002 | 0.95 | 189.6821
DK_CA_Aarhus | . | S13 | . | T003 | 0.95 | 189.6821
DK_CA_Aarhus | . | S13 | . | T004 | 0.95 | 189.6821
DK_CA_Aarhus | . | S13 | . | T005 | 0.99 | 197.6688
DK_CA_Aarhus | . | S13 | . | T006 | 0.99 | 197.6688
DK_CA_Aarhus | . | S13 | . | T007 | 1 | 199.6654
DK_CA_Aarhus | . | S13 | . | T008 | 1 | 199.6654
DK_CA_Aarhus | . | S13 | . | T009 | 1 | 199.6654
DK_CA_Aarhus | . | S13 | . | T010 | 1 | 199.6654
DK_CA_Aarhus | . | S13 | . | T011 | 1 | 199.6654
DK_CA_Aarhus | . | S13 | . | T012 | 0.99 | 197.6688
DK_CA_Aarhus | . | S13 | . | T013 | 0.99 | 197.6688
DK_CA_Aarhus | . | S13 | . | T014 | 0.99 | 197.6688
DK_CA_Aarhus | . | S13 | . | T015 | 0.95 | 189.6821
DK_CA_Aarhus | . | S13 | . | T016 | 0.95 | 189.6821
DK_CA_Aarhus | . | S13 | . | T017 | 0.95 | 189.6821
DK_CA_Aarhus | . | S13 | . | T018 | 0.95 | 189.6821
DK_CA_Aarhus | . | S13 | . | T019 | 0.99 | 197.6688
DK_CA_Aarhus | . | S13 | . | T020 | 0.99 | 197.6688
DK_CA_Aarhus | . | S13 | . | T021 | 0.99 | 197.6688
DK_CA_Aarhus | . | S13 | . | T022 | 0.95 | 189.6821
DK_CA_Aarhus | . | S13 | . | T023 | 0.85 | 169.7156
DK_CA_Aarhus | . | S13 | . | T024 | 0.85 | 169.7156
DK_CA_Aarhus | . | S13 | . | T025 | 0.85 | 169.7156
DK_CA_Aarhus | . | S13 | . | T026 | 0.85 | 169.7156
DK_CA_Aarhus | . | S13 | . | T027 | 0.85 | 169.7156
DK_CA_Aarhus | . | S13 | . | T028 | 0.72 | 143.7591
DK_CA_Aarhus | . | S13 | . | T029 | 0.72 | 143.7591
DK_CA_Aarhus | . | S13 | . | T030 | 0.72 | 143.7591
DK_CA_Aarhus | . | S13 | . | T031 | 0.72 | 143.7591
DK_CA_Aarhus | . | S13 | . | T032 | 0.72 | 143.7591
DK_CA_Aarhus | . | S13 | . | T033 | 0.85 | 169.7156
DK_CA_Aarhus | . | S13 | . | T034 | 0.72 | 143.7591
DK_CA_Aarhus | . | S13 | . | T035 | 0.72 | 143.7591
DK_CA_Aarhus | . | S13 | . | T036 | 0.57 | 113.8093
DK_CA_Aarhus | . | S13 | . | T037 | 0.57 | 113.8093
DK_CA_Aarhus | . | S13 | . | T038 | 0.42 | 83.8595
DK_CA_Aarhus | . | S13 | . | T039 | 0.57 | 113.8093
DK_CA_Aarhus | . | S13 | . | T040 | 0.57 | 113.8093
DK_CA_Aarhus | . | S13 | . | T041 | 0.57 | 113.8093
DK_CA_Aarhus | . | S13 | . | T042 | 0.57 | 113.8093
DK_CA_Aarhus | . | S13 | . | T043 | 0.72 | 143.7591
DK_CA_Aarhus | . | S13 | . | T044 | 0.85 | 169.7156
DK_CA_Aarhus | . | S13 | . | T045 | 0.85 | 169.7156
DK_CA_Aarhus | . | S13 | . | T046 | 0.85 | 169.7156
DK_CA_Aarhus | . | S13 | . | T047 | 0.85 | 169.7156
DK_CA_Aarhus | . | S13 | . | T048 | 0.85 | 169.7156
DK_CA_Aarhus | . | S13 | . | T049 | 0.85 | 169.7156
DK_CA_Aarhus | . | S13 | . | T050 | 0.85 | 169.7156
DK_CA_Aarhus | . | S13 | . | T051 | 0.85 | 169.7156
DK_CA_Aarhus | . | S13 | . | T052 | 0.95 | 189.6821
DK_CA_Aarhus | . | S13 | . | T053 | 0.95 | 189.6821
DK_CA_Aarhus | . | S13 | . | T054 | 0.95 | 189.6821
DK_CA_Aarhus | . | S13 | . | T055 | 0.95 | 189.6821
DK_CA_Aarhus | . | S13 | . | T056 | 0.95 | 189.6821
DK_CA_Aarhus | . | S13 | . | T057 | 0.99 | 197.6688
DK_CA_Aarhus | . | S13 | . | T058 | 0.99 | 197.6688
DK_CA_Aarhus | . | S13 | . | T059 | 1 | 199.6654
DK_CA_Aarhus | . | S13 | . | T060 | 1 | 199.6654
DK_CA_Aarhus | . | S13 | . | T061 | 1 | 199.6654
DK_CA_Aarhus | . | S13 | . | T062 | 1 | 199.6654
DK_CA_Aarhus | . | S13 | . | T063 | 1 | 199.6654
DK_CA_Aarhus | . | S13 | . | T064 | 1 | 199.6654
DK_CA_Aarhus | . | S13 | . | T065 | 1 | 199.6654
DK_CA_Aarhus | . | S13 | . | T066 | 1 | 199.6654
DK_CA_Aarhus | . | S13 | . | T067 | 1 | 199.6654
DK_CA_Aarhus | . | S13 | . | T068 | 1 | 199.6654
DK_CA_Aarhus | . | S13 | . | T069 | 1 | 199.6654
DK_CA_Aarhus | . | S13 | . | T070 | 1 | 199.6654
DK_CA_Aarhus | . | S13 | . | T071 | 1 | 199.6654
DK_CA_Aarhus | . | S13 | . | T072 | 1 | 199.6654
DK_CA_Aarhus | . | S13 | . | T073 | 1 | 199.6654
DK_CA_Aarhus | . | S13 | . | T074 | 1 | 199.6654
DK_CA_Aarhus | . | S13 | . | T075 | 1 | 199.6654
DK_CA_Aarhus | . | S13 | . | T076 | 1 | 199.6654
DK_CA_Aarhus | . | S13 | . | T077 | 1 | 199.6654
DK_CA_Aarhus | . | S13 | . | T078 | 1 | 199.6654
DK_CA_Aarhus | . | S13 | . | T079 | 1 | 199.6654
DK_CA_Aarhus | . | S13 | . | T080 | 1 | 199.6654
DK_CA_Aarhus | . | S13 | . | T081 | 1 | 199.6654
DK_CA_Aarhus | . | S13 | . | T082 | 1 | 199.6654
DK_CA_Aarhus | . | S13 | . | T083 | 1 | 199.6654
DK_CA_Aarhus | . | S13 | . | T084 | 1 | 199.6654
DK_CA_Aarhus | . | S13 | . | T085 | 1 | 199.6654
DK_CA_Aarhus | . | S13 | . | T086 | 1 | 199.6654
DK_CA_Aarhus | . | S13 | . | T087 | 1 | 199.6654
DK_CA_Aarhus | . | S13 | . | T088 | 1 | 199.6654
DK_CA_Aarhus | . | S13 | . | T089 | 1 | 199.6654
DK_CA_Aarhus | . | S13 | . | T090 | 1 | 199.6654
DK_CA_Aarhus | . | S13 | . | T091 | 1 | 199.6654
DK_CA_Aarhus | . | S13 | . | T092 | 1 | 199.6654
DK_CA_Aarhus | . | S13 | . | T093 | 1 | 199.6654
DK_CA_Aarhus | . | S13 | . | T094 | 1 | 199.6654
DK_CA_Aarhus | . | S13 | . | T095 | 1 | 199.6654
DK_CA_Aarhus | . | S13 | . | T096 | 1 | 199.6654
DK_CA_Aarhus | . | S13 | . | T097 | 1 | 199.6654
DK_CA_Aarhus | . | S13 | . | T098 | 1 | 199.6654
DK_CA_Aarhus | . | S13 | . | T099 | 1 | 199.6654
DK_CA_Aarhus | . | S13 | . | T100 | 0.99 | 197.6688
DK_CA_Aarhus | . | S13 | . | T101 | 0.95 | 189.6821
DK_CA_Aarhus | . | S13 | . | T102 | 0.95 | 189.6821
DK_CA_Aarhus | . | S13 | . | T103 | 0.85 | 169.7156
DK_CA_Aarhus | . | S13 | . | T104 | 0.85 | 169.7156
DK_CA_Aarhus | . | S13 | . | T105 | 0.72 | 143.7591
DK_CA_Aarhus | . | S13 | . | T106 | 0.57 | 113.8093
DK_CA_Aarhus | . | S13 | . | T107 | 0.57 | 113.8093
DK_CA_Aarhus | . | S13 | . | T108 | 0.42 | 83.8595
DK_CA_Aarhus | . | S13 | . | T109 | 0.42 | 83.8595
DK_CA_Aarhus | . | S13 | . | T110 | 0.3 | 59.8996
DK_CA_Aarhus | . | S13 | . | T111 | 0.12 | 23.9598
DK_CA_Aarhus | . | S13 | . | T112 | 0.06 | 11.9799
DK_CA_Aarhus | . | S13 | . | T113 | 0 | 0
DK_CA_Aarhus | . | S13 | . | T114 | 0 | 0
DK_CA_Aarhus | . | S13 | . | T115 | 0.03 | 5.99
DK_CA_Aarhus | . | S13 | . | T116 | 0.12 | 23.9598
DK_CA_Aarhus | . | S13 | . | T117 | 0.19 | 37.9364
DK_CA_Aarhus | . | S13 | . | T118 | 0.19 | 37.9364
DK_CA_Aarhus | . | S13 | . | T119 | 0.19 | 37.9364
DK_CA_Aarhus | . | S13 | . | T120 | 0.12 | 23.9598
DK_CA_Aarhus | . | S13 | . | T121 | 0.12 | 23.9598
DK_CA_Aarhus | . | S13 | . | T122 | 0.12 | 23.9598
DK_CA_Aarhus | . | S13 | . | T123 | 0.12 | 23.9598
DK_CA_Aarhus | . | S13 | . | T124 | 0.19 | 37.9364
DK_CA_Aarhus | . | S13 | . | T125 | 0.19 | 37.9364
DK_CA_Aarhus | . | S13 | . | T126 | 0.3 | 59.8996
DK_CA_Aarhus | . | S13 | . | T127 | 0.42 | 83.8595
DK_CA_Aarhus | . | S13 | . | T128 | 0.3 | 59.8996
DK_CA_Aarhus | . | S13 | . | T129 | 0.3 | 59.8996
DK_CA_Aarhus | . | S13 | . | T130 | 0.3 | 59.8996
DK_CA_Aarhus | . | S13 | . | T131 | 0.42 | 83.8595
DK_CA_Aarhus | . | S13 | . | T132 | 0.42 | 83.8595
DK_CA_Aarhus | . | S13 | . | T133 | 0.42 | 83.8595
DK_CA_Aarhus | . | S13 | . | T134 | 0.42 | 83.8595
DK_CA_Aarhus | . | S13 | . | T135 | 0.42 | 83.8595
DK_CA_Aarhus | . | S13 | . | T136 | 0.57 | 113.8093
DK_CA_Aarhus | . | S13 | . | T137 | 0.57 | 113.8093
DK_CA_Aarhus | . | S13 | . | T138 | 0.57 | 113.8093
DK_CA_Aarhus | . | S13 | . | T139 | 0.57 | 113.8093
DK_CA_Aarhus | . | S13 | . | T140 | 0.57 | 113.8093
DK_CA_Aarhus | . | S13 | . | T141 | 0.57 | 113.8093
DK_CA_Aarhus | . | S13 | . | T142 | 0.57 | 113.8093
DK_CA_Aarhus | . | S13 | . | T143 | 0.42 | 83.8595
DK_CA_Aarhus | . | S13 | . | T144 | 0.42 | 83.8595
DK_CA_Aarhus | . | S13 | . | T145 | 0.42 | 83.8595
DK_CA_Aarhus | . | S13 | . | T146 | 0.42 | 83.8595
DK_CA_Aarhus | . | S13 | . | T147 | 0.42 | 83.8595
DK_CA_Aarhus | . | S13 | . | T148 | 0.42 | 83.8595
DK_CA_Aarhus | . | S13 | . | T149 | 0.57 | 113.8093
DK_CA_Aarhus | . | S13 | . | T150 | 0.57 | 113.8093
DK_CA_Aarhus | . | S13 | . | T151 | 0.72 | 143.7591
DK_CA_Aarhus | . | S13 | . | T152 | 0.85 | 169.7156
DK_CA_Aarhus | . | S13 | . | T153 | 0.85 | 169.7156
DK_CA_Aarhus | . | S13 | . | T154 | 0.95 | 189.6821
DK_CA_Aarhus | . | S13 | . | T155 | 0.99 | 197.6688
DK_CA_Aarhus | . | S13 | . | T156 | 0.99 | 197.6688
DK_CA_Aarhus | . | S13 | . | T157 | 1 | 199.6654
DK_CA_Aarhus | . | S13 | . | T158 | 1 | 199.6654
DK_CA_Aarhus | . | S13 | . | T159 | 1 | 199.6654
DK_CA_Aarhus | . | S13 | . | T160 | 1 | 199.6654
DK_CA_Aarhus | . | S13 | . | T161 | 1 | 199.6654
DK_CA_Aarhus | . | S13 | . | T162 | 1 | 199.6654
DK_CA_Aarhus | . | S13 | . | T163 | 1 | 199.6654
DK_CA_Aarhus | . | S13 | . | T164 | 1 | 199.6654
DK_CA_Aarhus | . | S13 | . | T165 | 1 | 199.6654
DK_CA_Aarhus | . | S13 | . | T166 | 0.99 | 197.6688
DK_CA_Aarhus | . | S13 | . | T167 | 0.95 | 189.6821
DK_CA_Aarhus | . | S13 | . | T168 | 0.85 | 169.7156
DK_CA_Aarhus | . | S14 | . | T001 | 0.72 | 143.7591
DK_CA_Aarhus | . | S14 | . | T002 | 0.57 | 113.8093
DK_CA_Aarhus | . | S14 | . | T003 | 0.57 | 113.8093
DK_CA_Aarhus | . | S14 | . | T004 | 0.42 | 83.8595
DK_CA_Aarhus | . | S14 | . | T005 | 0.3 | 59.8996
DK_CA_Aarhus | . | S14 | . | T006 | 0.3 | 59.8996
DK_CA_Aarhus | . | S14 | . | T007 | 0.3 | 59.8996
DK_CA_Aarhus | . | S14 | . | T008 | 0.3 | 59.8996
DK_CA_Aarhus | . | S14 | . | T009 | 0.3 | 59.8996
DK_CA_Aarhus | . | S14 | . | T010 | 0.3 | 59.8996
DK_CA_Aarhus | . | S14 | . | T011 | 0.42 | 83.8595
DK_CA_Aarhus | . | S14 | . | T012 | 0.42 | 83.8595
DK_CA_Aarhus | . | S14 | . | T013 | 0.42 | 83.8595
DK_CA_Aarhus | . | S14 | . | T014 | 0.42 | 83.8595
DK_CA_Aarhus | . | S14 | . | T015 | 0.57 | 113.8093
DK_CA_Aarhus | . | S14 | . | T016 | 0.57 | 113.8093
DK_CA_Aarhus | . | S14 | . | T017 | 0.57 | 113.8093
DK_CA_Aarhus | . | S14 | . | T018 | 0.42 | 83.8595
DK_CA_Aarhus | . | S14 | . | T019 | 0.42 | 83.8595
DK_CA_Aarhus | . | S14 | . | T020 | 0.42 | 83.8595
DK_CA_Aarhus | . | S14 | . | T021 | 0.3 | 59.8996
DK_CA_Aarhus | . | S14 | . | T022 | 0.3 | 59.8996
DK_CA_Aarhus | . | S14 | . | T023 | 0.19 | 37.9364
DK_CA_Aarhus | . | S14 | . | T024 | 0.19 | 37.9364
DK_CA_Aarhus | . | S14 | . | T025 | 0.12 | 23.9598
DK_CA_Aarhus | . | S14 | . | T026 | 0.12 | 23.9598
DK_CA_Aarhus | . | S14 | . | T027 | 0.12 | 23.9598
DK_CA_Aarhus | . | S14 | . | T028 | 0.12 | 23.9598
DK_CA_Aarhus | . | S14 | . | T029 | 0.12 | 23.9598
DK_CA_Aarhus | . | S14 | . | T030 | 0.19 | 37.9364
DK_CA_Aarhus | . | S14 | . | T031 | 0.19 | 37.9364
DK_CA_Aarhus | . | S14 | . | T032 | 0.3 | 59.8996
DK_CA_Aarhus | . | S14 | . | T033 | 0.3 | 59.8996
DK_CA_Aarhus | . | S14 | . | T034 | 0.3 | 59.8996
DK_CA_Aarhus | . | S14 | . | T035 | 0.42 | 83.8595
DK_CA_Aarhus | . | S14 | . | T036 | 0.57 | 113.8093
DK_CA_Aarhus | . | S14 | . | T037 | 0.72 | 143.7591
DK_CA_Aarhus | . | S14 | . | T038 | 0.72 | 143.7591
DK_CA_Aarhus | . | S14 | . | T039 | 0.72 | 143.7591
DK_CA_Aarhus | . | S14 | . | T040 | 0.72 | 143.7591
DK_CA_Aarhus | . | S14 | . | T041 | 0.72 | 143.7591
DK_CA_Aarhus | . | S14 | . | T042 | 0.95 | 189.6821
DK_CA_Aarhus | . | S14 | . | T043 | 0.99 | 197.6688
DK_CA_Aarhus | . | S14 | . | T044 | 1 | 199.6654
DK_CA_Aarhus | . | S14 | . | T045 | 1 | 199.6654
DK_CA_Aarhus | . | S14 | . | T046 | 1 | 199.6654
DK_CA_Aarhus | . | S14 | . | T047 | 1 | 199.6654
DK_CA_Aarhus | . | S14 | . | T048 | 1 | 199.6654
DK_CA_Aarhus | . | S14 | . | T049 | 0.99 | 197.6688
DK_CA_Aarhus | . | S14 | . | T050 | 0.99 | 197.6688
DK_CA_Aarhus | . | S14 | . | T051 | 0.99 | 197.6688
DK_CA_Aarhus | . | S14 | . | T052 | 0.99 | 197.6688
DK_CA_Aarhus | . | S14 | . | T053 | 0.95 | 189.6821
DK_CA_Aarhus | . | S14 | . | T054 | 0.95 | 189.6821
DK_CA_Aarhus | . | S14 | . | T055 | 0.95 | 189.6821
DK_CA_Aarhus | . | S14 | . | T056 | 0.99 | 197.6688
DK_CA_Aarhus | . | S14 | . | T057 | 0.95 | 189.6821
DK_CA_Aarhus | . | S14 | . | T058 | 0.95 | 189.6821
DK_CA_Aarhus | . | S14 | . | T059 | 0.95 | 189.6821
DK_CA_Aarhus | . | S14 | . | T060 | 0.95 | 189.6821
DK_CA_Aarhus | . | S14 | . | T061 | 0.95 | 189.6821
DK_CA_Aarhus | . | S14 | . | T062 | 0.95 | 189.6821
DK_CA_Aarhus | . | S14 | . | T063 | 0.85 | 169.7156
DK_CA_Aarhus | . | S14 | . | T064 | 0.85 | 169.7156
DK_CA_Aarhus | . | S14 | . | T065 | 0.85 | 169.7156
DK_CA_Aarhus | . | S14 | . | T066 | 0.72 | 143.7591
DK_CA_Aarhus | . | S14 | . | T067 | 0.72 | 143.7591
DK_CA_Aarhus | . | S14 | . | T068 | 0.57 | 113.8093
DK_CA_Aarhus | . | S14 | . | T069 | 0.42 | 83.8595
DK_CA_Aarhus | . | S14 | . | T070 | 0.3 | 59.8996
DK_CA_Aarhus | . | S14 | . | T071 | 0.3 | 59.8996
DK_CA_Aarhus | . | S14 | . | T072 | 0.42 | 83.8595
DK_CA_Aarhus | . | S14 | . | T073 | 0.72 | 143.7591
DK_CA_Aarhus | . | S14 | . | T074 | 0.85 | 169.7156
DK_CA_Aarhus | . | S14 | . | T075 | 0.99 | 197.6688
DK_CA_Aarhus | . | S14 | . | T076 | 1 | 199.6654
DK_CA_Aarhus | . | S14 | . | T077 | 0.99 | 197.6688
DK_CA_Aarhus | . | S14 | . | T078 | 0.99 | 197.6688
DK_CA_Aarhus | . | S14 | . | T079 | 0.99 | 197.6688
DK_CA_Aarhus | . | S14 | . | T080 | 1 | 199.6654
DK_CA_Aarhus | . | S14 | . | T081 | 1 | 199.6654
DK_CA_Aarhus | . | S14 | . | T082 | 1 | 199.6654
DK_CA_Aarhus | . | S14 | . | T083 | 1 | 199.6654
DK_CA_Aarhus | . | S14 | . | T084 | 1 | 199.6654
DK_CA_Aarhus | . | S14 | . | T085 | 1 | 199.6654
DK_CA_Aarhus | . | S14 | . | T086 | 1 | 199.6654
DK_CA_Aarhus | . | S14 | . | T087 | 0.99 | 197.6688
DK_CA_Aarhus | . | S14 | . | T088 | 0.85 | 169.7156
DK_CA_Aarhus | . | S14 | . | T089 | 0.72 | 143.7591
DK_CA_Aarhus | . | S14 | . | T090 | 0.72 | 143.7591
DK_CA_Aarhus | . | S14 | . | T091 | 0.72 | 143.7591
DK_CA_Aarhus | . | S14 | . | T092 | 0.72 | 143.7591
DK_CA_Aarhus | . | S14 | . | T093 | 0.72 | 143.7591
DK_CA_Aarhus | . | S14 | . | T094 | 0.72 | 143.7591
DK_CA_Aarhus | . | S14 | . | T095 | 0.85 | 169.7156
DK_CA_Aarhus | . | S14 | . | T096 | 0.85 | 169.7156
DK_CA_Aarhus | . | S14 | . | T097 | 0.85 | 169.7156
DK_CA_Aarhus | . | S14 | . | T098 | 0.95 | 189.6821
DK_CA_Aarhus | . | S14 | . | T099 | 0.99 | 197.6688
DK_CA_Aarhus | . | S14 | . | T100 | 0.99 | 197.6688
DK_CA_Aarhus | . | S14 | . | T101 | 0.99 | 197.6688
DK_CA_Aarhus | . | S14 | . | T102 | 0.99 | 197.6688
DK_CA_Aarhus | . | S14 | . | T103 | 0.99 | 197.6688
DK_CA_Aarhus | . | S14 | . | T104 | 0.99 | 197.6688
DK_CA_Aarhus | . | S14 | . | T105 | 0.95 | 189.6821
DK_CA_Aarhus | . | S14 | . | T106 | 0.95 | 189.6821
DK_CA_Aarhus | . | S14 | . | T107 | 0.95 | 189.6821
DK_CA_Aarhus | . | S14 | . | T108 | 0.95 | 189.6821
DK_CA_Aarhus | . | S14 | . | T109 | 0.95 | 189.6821
DK_CA_Aarhus | . | S14 | . | T110 | 0.95 | 189.6821
DK_CA_Aarhus | . | S14 | . | T111 | 0.85 | 169.7156
DK_CA_Aarhus | . | S14 | . | T112 | 0.72 | 143.7591
DK_CA_Aarhus | . | S14 | . | T113 | 0.72 | 143.7591
DK_CA_Aarhus | . | S14 | . | T114 | 0.57 | 113.8093
DK_CA_Aarhus | . | S14 | . | T115 | 0.72 | 143.7591
DK_CA_Aarhus | . | S14 | . | T116 | 0.72 | 143.7591
DK_CA_Aarhus | . | S14 | . | T117 | 0.85 | 169.7156
DK_CA_Aarhus | . | S14 | . | T118 | 0.85 | 169.7156
DK_CA_Aarhus | . | S14 | . | T119 | 0.95 | 189.6821
DK_CA_Aarhus | . | S14 | . | T120 | 0.95 | 189.6821
DK_CA_Aarhus | . | S14 | . | T121 | 0.95 | 189.6821
DK_CA_Aarhus | . | S14 | . | T122 | 0.99 | 197.6688
DK_CA_Aarhus | . | S14 | . | T123 | 0.99 | 197.6688
DK_CA_Aarhus | . | S14 | . | T124 | 0.99 | 197.6688
DK_CA_Aarhus | . | S14 | . | T125 | 0.95 | 189.6821
DK_CA_Aarhus | . | S14 | . | T126 | 0.85 | 169.7156
DK_CA_Aarhus | . | S14 | . | T127 | 0.85 | 169.7156
DK_CA_Aarhus | . | S14 | . | T128 | 0.72 | 143.7591
DK_CA_Aarhus | . | S14 | . | T129 | 0.72 | 143.7591
DK_CA_Aarhus | . | S14 | . | T130 | 0.72 | 143.7591
DK_CA_Aarhus | . | S14 | . | T131 | 0.85 | 169.7156
DK_CA_Aarhus | . | S14 | . | T132 | 0.85 | 169.7156
DK_CA_Aarhus | . | S14 | . | T133 | 0.85 | 169.7156
DK_CA_Aarhus | . | S14 | . | T134 | 0.95 | 189.6821
DK_CA_Aarhus | . | S14 | . | T135 | 0.85 | 169.7156
DK_CA_Aarhus | . | S14 | . | T136 | 0.85 | 169.7156
DK_CA_Aarhus | . | S14 | . | T137 | 0.85 | 169.7156
DK_CA_Aarhus | . | S14 | . | T138 | 0.85 | 169.7156
DK_CA_Aarhus | . | S14 | . | T139 | 0.72 | 143.7591
DK_CA_Aarhus | . | S14 | . | T140 | 0.72 | 143.7591
DK_CA_Aarhus | . | S14 | . | T141 | 0.57 | 113.8093
DK_CA_Aarhus | . | S14 | . | T142 | 0.42 | 83.8595
DK_CA_Aarhus | . | S14 | . | T143 | 0.3 | 59.8996
DK_CA_Aarhus | . | S14 | . | T144 | 0.19 | 37.9364
DK_CA_Aarhus | . | S14 | . | T145 | 0.19 | 37.9364
DK_CA_Aarhus | . | S14 | . | T146 | 0.19 | 37.9364
DK_CA_Aarhus | . | S14 | . | T147 | 0.19 | 37.9364
DK_CA_Aarhus | . | S14 | . | T148 | 0.42 | 83.8595
DK_CA_Aarhus | . | S14 | . | T149 | 0.57 | 113.8093
DK_CA_Aarhus | . | S14 | . | T150 | 0.57 | 113.8093
DK_CA_Aarhus | . | S14 | . | T151 | 0.57 | 113.8093
DK_CA_Aarhus | . | S14 | . | T152 | 0.42 | 83.8595
DK_CA_Aarhus | . | S14 | . | T153 | 0.42 | 83.8595
DK_CA_Aarhus | . | S14 | . | T154 | 0.42 | 83.8595
DK_CA_Aarhus | . | S14 | . | T155 | 0.57 | 113.8093
DK_CA_Aarhus | . | S14 | . | T156 | 0.57 | 113.8093
DK_CA_Aarhus | . | S14 | . | T157 | 0.57 | 113.8093
DK_CA_Aarhus | . | S14 | . | T158 | 0.57 | 113.8093
DK_CA_Aarhus | . | S14 | . | T159 | 0.57 | 113.8093
DK_CA_Aarhus | . | S14 | . | T160 | 0.57 | 113.8093
DK_CA_Aarhus | . | S14 | . | T161 | 0.42 | 83.8595
DK_CA_Aarhus | . | S14 | . | T162 | 0.42 | 83.8595
DK_CA_Aarhus | . | S14 | . | T163 | 0.3 | 59.8996
DK_CA_Aarhus | . | S14 | . | T164 | 0.3 | 59.8996
DK_CA_Aarhus | . | S14 | . | T165 | 0.19 | 37.9364
DK_CA_Aarhus | . | S14 | . | T166 | 0.19 | 37.9364
DK_CA_Aarhus | . | S14 | . | T167 | 0.19 | 37.9364
DK_CA_Aarhus | . | S14 | . | T168 | 0.19 | 37.9364
DK_CA_Aarhus | . | S15 | . | T001 | 0.3 | 59.8996
DK_CA_Aarhus | . | S15 | . | T002 | 0.3 | 59.8996
DK_CA_Aarhus | . | S15 | . | T003 | 0.19 | 37.9364
DK_CA_Aarhus | . | S15 | . | T004 | 0.19 | 37.9364
DK_CA_Aarhus | . | S15 | . | T005 | 0.19 | 37.9364
DK_CA_Aarhus | . | S15 | . | T006 | 0.19 | 37.9364
DK_CA_Aarhus | . | S15 | . | T007 | 0.12 | 23.9598
DK_CA_Aarhus | . | S15 | . | T008 | 0.12 | 23.9598
DK_CA_Aarhus | . | S15 | . | T009 | 0.12 | 23.9598
DK_CA_Aarhus | . | S15 | . | T010 | 0.19 | 37.9364
DK_CA_Aarhus | . | S15 | . | T011 | 0.3 | 59.8996
DK_CA_Aarhus | . | S15 | . | T012 | 0.42 | 83.8595
DK_CA_Aarhus | . | S15 | . | T013 | 0.42 | 83.8595
DK_CA_Aarhus | . | S15 | . | T014 | 0.57 | 113.8093
DK_CA_Aarhus | . | S15 | . | T015 | 0.57 | 113.8093
DK_CA_Aarhus | . | S15 | . | T016 | 0.42 | 83.8595
DK_CA_Aarhus | . | S15 | . | T017 | 0.42 | 83.8595
DK_CA_Aarhus | . | S15 | . | T018 | 0.42 | 83.8595
DK_CA_Aarhus | . | S15 | . | T019 | 0.57 | 113.8093
DK_CA_Aarhus | . | S15 | . | T020 | 0.57 | 113.8093
DK_CA_Aarhus | . | S15 | . | T021 | 0.57 | 113.8093
DK_CA_Aarhus | . | S15 | . | T022 | 0.57 | 113.8093
DK_CA_Aarhus | . | S15 | . | T023 | 0.57 | 113.8093
DK_CA_Aarhus | . | S15 | . | T024 | 0.57 | 113.8093
DK_CA_Aarhus | . | S15 | . | T025 | 0.42 | 83.8595
DK_CA_Aarhus | . | S15 | . | T026 | 0.42 | 83.8595
DK_CA_Aarhus | . | S15 | . | T027 | 0.3 | 59.8996
DK_CA_Aarhus | . | S15 | . | T028 | 0.12 | 23.9598
DK_CA_Aarhus | . | S15 | . | T029 | 0.12 | 23.9598
DK_CA_Aarhus | . | S15 | . | T030 | 0.12 | 23.9598
DK_CA_Aarhus | . | S15 | . | T031 | 0.06 | 11.9799
DK_CA_Aarhus | . | S15 | . | T032 | 0.06 | 11.9799
DK_CA_Aarhus | . | S15 | . | T033 | 0.12 | 23.9598
DK_CA_Aarhus | . | S15 | . | T034 | 0.12 | 23.9598
DK_CA_Aarhus | . | S15 | . | T035 | 0.19 | 37.9364
DK_CA_Aarhus | . | S15 | . | T036 | 0.3 | 59.8996
DK_CA_Aarhus | . | S15 | . | T037 | 0.3 | 59.8996
DK_CA_Aarhus | . | S15 | . | T038 | 0.42 | 83.8595
DK_CA_Aarhus | . | S15 | . | T039 | 0.42 | 83.8595
DK_CA_Aarhus | . | S15 | . | T040 | 0.42 | 83.8595
DK_CA_Aarhus | . | S15 | . | T041 | 0.57 | 113.8093
DK_CA_Aarhus | . | S15 | . | T042 | 0.72 | 143.7591
DK_CA_Aarhus | . | S15 | . | T043 | 0.85 | 169.7156
DK_CA_Aarhus | . | S15 | . | T044 | 0.85 | 169.7156
DK_CA_Aarhus | . | S15 | . | T045 | 0.85 | 169.7156
DK_CA_Aarhus | . | S15 | . | T046 | 0.85 | 169.7156
DK_CA_Aarhus | . | S15 | . | T047 | 0.85 | 169.7156
DK_CA_Aarhus | . | S15 | . | T048 | 0.85 | 169.7156
DK_CA_Aarhus | . | S15 | . | T049 | 0.85 | 169.7156
DK_CA_Aarhus | . | S15 | . | T050 | 0.85 | 169.7156
DK_CA_Aarhus | . | S15 | . | T051 | 0.72 | 143.7591
DK_CA_Aarhus | . | S15 | . | T052 | 0.72 | 143.7591
DK_CA_Aarhus | . | S15 | . | T053 | 0.72 | 143.7591
DK_CA_Aarhus | . | S15 | . | T054 | 0.72 | 143.7591
DK_CA_Aarhus | . | S15 | . | T055 | 0.72 | 143.7591
DK_CA_Aarhus | . | S15 | . | T056 | 0.85 | 169.7156
DK_CA_Aarhus | . | S15 | . | T057 | 0.85 | 169.7156
DK_CA_Aarhus | . | S15 | . | T058 | 0.85 | 169.7156
DK_CA_Aarhus | . | S15 | . | T059 | 0.85 | 169.7156
DK_CA_Aarhus | . | S15 | . | T060 | 0.85 | 169.7156
DK_CA_Aarhus | . | S15 | . | T061 | 0.95 | 189.6821
DK_CA_Aarhus | . | S15 | . | T062 | 0.95 | 189.6821
DK_CA_Aarhus | . | S15 | . | T063 | 0.95 | 189.6821
DK_CA_Aarhus | . | S15 | . | T064 | 0.95 | 189.6821
DK_CA_Aarhus | . | S15 | . | T065 | 0.85 | 169.7156
DK_CA_Aarhus | . | S15 | . | T066 | 0.85 | 169.7156
DK_CA_Aarhus | . | S15 | . | T067 | 0.85 | 169.7156
DK_CA_Aarhus | . | S15 | . | T068 | 0.85 | 169.7156
DK_CA_Aarhus | . | S15 | . | T069 | 0.72 | 143.7591
DK_CA_Aarhus | . | S15 | . | T070 | 0.72 | 143.7591
DK_CA_Aarhus | . | S15 | . | T071 | 0.72 | 143.7591
DK_CA_Aarhus | . | S15 | . | T072 | 0.72 | 143.7591
DK_CA_Aarhus | . | S15 | . | T073 | 0.57 | 113.8093
DK_CA_Aarhus | . | S15 | . | T074 | 0.57 | 113.8093
DK_CA_Aarhus | . | S15 | . | T075 | 0.42 | 83.8595
DK_CA_Aarhus | . | S15 | . | T076 | 0.57 | 113.8093
DK_CA_Aarhus | . | S15 | . | T077 | 0.42 | 83.8595
DK_CA_Aarhus | . | S15 | . | T078 | 0.42 | 83.8595
DK_CA_Aarhus | . | S15 | . | T079 | 0.3 | 59.8996
DK_CA_Aarhus | . | S15 | . | T080 | 0.42 | 83.8595
DK_CA_Aarhus | . | S15 | . | T081 | 0.3 | 59.8996
DK_CA_Aarhus | . | S15 | . | T082 | 0.19 | 37.9364
DK_CA_Aarhus | . | S15 | . | T083 | 0.19 | 37.9364
DK_CA_Aarhus | . | S15 | . | T084 | 0.19 | 37.9364
DK_CA_Aarhus | . | S15 | . | T085 | 0.19 | 37.9364
DK_CA_Aarhus | . | S15 | . | T086 | 0.19 | 37.9364
DK_CA_Aarhus | . | S15 | . | T087 | 0.3 | 59.8996
DK_CA_Aarhus | . | S15 | . | T088 | 0.42 | 83.8595
DK_CA_Aarhus | . | S15 | . | T089 | 0.57 | 113.8093
DK_CA_Aarhus | . | S15 | . | T090 | 0.57 | 113.8093
DK_CA_Aarhus | . | S15 | . | T091 | 0.72 | 143.7591
DK_CA_Aarhus | . | S15 | . | T092 | 0.72 | 143.7591
DK_CA_Aarhus | . | S15 | . | T093 | 0.85 | 169.7156
DK_CA_Aarhus | . | S15 | . | T094 | 0.85 | 169.7156
DK_CA_Aarhus | . | S15 | . | T095 | 0.85 | 169.7156
DK_CA_Aarhus | . | S15 | . | T096 | 0.85 | 169.7156
DK_CA_Aarhus | . | S15 | . | T097 | 0.85 | 169.7156
DK_CA_Aarhus | . | S15 | . | T098 | 0.95 | 189.6821
DK_CA_Aarhus | . | S15 | . | T099 | 0.95 | 189.6821
DK_CA_Aarhus | . | S15 | . | T100 | 1 | 199.6654
DK_CA_Aarhus | . | S15 | . | T101 | 1 | 199.6654
DK_CA_Aarhus | . | S15 | . | T102 | 1 | 199.6654
DK_CA_Aarhus | . | S15 | . | T103 | 1 | 199.6654
DK_CA_Aarhus | . | S15 | . | T104 | 1 | 199.6654
DK_CA_Aarhus | . | S15 | . | T105 | 1 | 199.6654
DK_CA_Aarhus | . | S15 | . | T106 | 1 | 199.6654
DK_CA_Aarhus | . | S15 | . | T107 | 1 | 199.6654
DK_CA_Aarhus | . | S15 | . | T108 | 1 | 199.6654
DK_CA_Aarhus | . | S15 | . | T109 | 0.95 | 189.6821
DK_CA_Aarhus | . | S15 | . | T110 | 0.85 | 169.7156
DK_CA_Aarhus | . | S15 | . | T111 | 0.85 | 169.7156
DK_CA_Aarhus | . | S15 | . | T112 | 0.85 | 169.7156
DK_CA_Aarhus | . | S15 | . | T113 | 0.72 | 143.7591
DK_CA_Aarhus | . | S15 | . | T114 | 0.72 | 143.7591
DK_CA_Aarhus | . | S15 | . | T115 | 0.72 | 143.7591
DK_CA_Aarhus | . | S15 | . | T116 | 0.72 | 143.7591
DK_CA_Aarhus | . | S15 | . | T117 | 0.72 | 143.7591
DK_CA_Aarhus | . | S15 | . | T118 | 0.85 | 169.7156
DK_CA_Aarhus | . | S15 | . | T119 | 0.85 | 169.7156
DK_CA_Aarhus | . | S15 | . | T120 | 0.85 | 169.7156
DK_CA_Aarhus | . | S15 | . | T121 | 0.85 | 169.7156
DK_CA_Aarhus | . | S15 | . | T122 | 0.85 | 169.7156
DK_CA_Aarhus | . | S15 | . | T123 | 0.85 | 169.7156
DK_CA_Aarhus | . | S15 | . | T124 | 0.85 | 169.7156
DK_CA_Aarhus | . | S15 | . | T125 | 0.72 | 143.7591
DK_CA_Aarhus | . | S15 | . | T126 | 0.72 | 143.7591
DK_CA_Aarhus | . | S15 | . | T127 | 0.72 | 143.7591
DK_CA_Aarhus | . | S15 | . | T128 | 0.72 | 143.7591
DK_CA_Aarhus | . | S15 | . | T129 | 0.57 | 113.8093
DK_CA_Aarhus | . | S15 | . | T130 | 0.57 | 113.8093
DK_CA_Aarhus | . | S15 | . | T131 | 0.57 | 113.8093
DK_CA_Aarhus | . | S15 | . | T132 | 0.57 | 113.8093
DK_CA_Aarhus | . | S15 | . | T133 | 0.57 | 113.8093
DK_CA_Aarhus | . | S15 | . | T134 | 0.72 | 143.7591
DK_CA_Aarhus | . | S15 | . | T135 | 0.72 | 143.7591
DK_CA_Aarhus | . | S15 | . | T136 | 0.72 | 143.7591
DK_CA_Aarhus | . | S15 | . | T137 | 0.72 | 143.7591
DK_CA_Aarhus | . | S15 | . | T138 | 0.72 | 143.7591
DK_CA_Aarhus | . | S15 | . | T139 | 0.57 | 113.8093
DK_CA_Aarhus | . | S15 | . | T140 | 0.42 | 83.8595
DK_CA_Aarhus | . | S15 | . | T141 | 0.42 | 83.8595
DK_CA_Aarhus | . | S15 | . | T142 | 0.3 | 59.8996
DK_CA_Aarhus | . | S15 | . | T143 | 0.19 | 37.9364
DK_CA_Aarhus | . | S15 | . | T144 | 0.12 | 23.9598
DK_CA_Aarhus | . | S15 | . | T145 | 0.06 | 11.9799
DK_CA_Aarhus | . | S15 | . | T146 | 0.03 | 5.99
DK_CA_Aarhus | . | S15 | . | T147 | 0 | 0
DK_CA_Aarhus | . | S15 | . | T148 | 0 | 0
DK_CA_Aarhus | . | S15 | . | T149 | 0 | 0
DK_CA_Aarhus | . | S15 | . | T150 | 0 | 0
DK_CA_Aarhus | . | S15 | . | T151 | 0 | 0
DK_CA_Aarhus | . | S15 | . | T152 | 0 | 0
DK_CA_Aarhus | . | S15 | . | T153 | 0.03 | 5.99
DK_CA_Aarhus | . | S15 | . | T154 | 0.06 | 11.9799
DK_CA_Aarhus | . | S15 | . | T155 | 0.12 | 23.9598
DK_CA_Aarhus | . | S15 | . | T156 | 0.19 | 37.9364
DK_CA_Aarhus | . | S15 | . | T157 | 0.3 | 59.8996
DK_CA_Aarhus | . | S15 | . | T158 | 0.42 | 83.8595
DK_CA_Aarhus | . | S15 | . | T159 | 0.57 | 113.8093
DK_CA_Aarhus | . | S15 | . | T160 | 0.57 | 113.8093
DK_CA_Aarhus | . | S15 | . | T161 | 0.72 | 143.7591
DK_CA_Aarhus | . | S15 | . | T162 | 0.85 | 169.7156
DK_CA_Aarhus | . | S15 | . | T163 | 0.95 | 189.6821
DK_CA_Aarhus | . | S15 | . | T164 | 0.99 | 197.6688
DK_CA_Aarhus | . | S15 | . | T165 | 0.99 | 197.6688
DK_CA_Aarhus | . | S15 | . | T166 | 0.99 | 197.6688
DK_CA_Aarhus | . | S15 | . | T167 | 0.85 | 169.7156
DK_CA_Aarhus | . | S15 | . | T168 | 0.72 | 143.7591
DK_CA_Aarhus | . | S16 | . | T001 | 0.42 | 83.8595
DK_CA_Aarhus | . | S16 | . | T002 | 0.3 | 59.8996
DK_CA_Aarhus | . | S16 | . | T003 | 0.3 | 59.8996
DK_CA_Aarhus | . | S16 | . | T004 | 0.19 | 37.9364
DK_CA_Aarhus | . | S16 | . | T005 | 0.19 | 37.9364
DK_CA_Aarhus | . | S16 | . | T006 | 0.19 | 37.9364
DK_CA_Aarhus | . | S16 | . | T007 | 0.19 | 37.9364
DK_CA_Aarhus | . | S16 | . | T008 | 0.3 | 59.8996
DK_CA_Aarhus | . | S16 | . | T009 | 0.3 | 59.8996
DK_CA_Aarhus | . | S16 | . | T010 | 0.3 | 59.8996
DK_CA_Aarhus | . | S16 | . | T011 | 0.3 | 59.8996
DK_CA_Aarhus | . | S16 | . | T012 | 0.3 | 59.8996
DK_CA_Aarhus | . | S16 | . | T013 | 0.19 | 37.9364
DK_CA_Aarhus | . | S16 | . | T014 | 0.19 | 37.9364
DK_CA_Aarhus | . | S16 | . | T015 | 0.19 | 37.9364
DK_CA_Aarhus | . | S16 | . | T016 | 0.19 | 37.9364
DK_CA_Aarhus | . | S16 | . | T017 | 0.3 | 59.8996
DK_CA_Aarhus | . | S16 | . | T018 | 0.19 | 37.9364
DK_CA_Aarhus | . | S16 | . | T019 | 0.19 | 37.9364
DK_CA_Aarhus | . | S16 | . | T020 | 0.19 | 37.9364
DK_CA_Aarhus | . | S16 | . | T021 | 0.3 | 59.8996
DK_CA_Aarhus | . | S16 | . | T022 | 0.42 | 83.8595
DK_CA_Aarhus | . | S16 | . | T023 | 0.42 | 83.8595
DK_CA_Aarhus | . | S16 | . | T024 | 0.42 | 83.8595
DK_CA_Aarhus | . | S16 | . | T025 | 0.42 | 83.8595
DK_CA_Aarhus | . | S16 | . | T026 | 0.42 | 83.8595
DK_CA_Aarhus | . | S16 | . | T027 | 0.42 | 83.8595
DK_CA_Aarhus | . | S16 | . | T028 | 0.3 | 59.8996
DK_CA_Aarhus | . | S16 | . | T029 | 0.19 | 37.9364
DK_CA_Aarhus | . | S16 | . | T030 | 0.19 | 37.9364
DK_CA_Aarhus | . | S16 | . | T031 | 0.19 | 37.9364
DK_CA_Aarhus | . | S16 | . | T032 | 0.19 | 37.9364
DK_CA_Aarhus | . | S16 | . | T033 | 0.19 | 37.9364
DK_CA_Aarhus | . | S16 | . | T034 | 0.19 | 37.9364
DK_CA_Aarhus | . | S16 | . | T035 | 0.12 | 23.9598
DK_CA_Aarhus | . | S16 | . | T036 | 0.12 | 23.9598
DK_CA_Aarhus | . | S16 | . | T037 | 0.06 | 11.9799
DK_CA_Aarhus | . | S16 | . | T038 | 0.06 | 11.9799
DK_CA_Aarhus | . | S16 | . | T039 | 0.12 | 23.9598
DK_CA_Aarhus | . | S16 | . | T040 | 0.19 | 37.9364
DK_CA_Aarhus | . | S16 | . | T041 | 0.42 | 83.8595
DK_CA_Aarhus | . | S16 | . | T042 | 0.57 | 113.8093
DK_CA_Aarhus | . | S16 | . | T043 | 0.57 | 113.8093
DK_CA_Aarhus | . | S16 | . | T044 | 0.72 | 143.7591
DK_CA_Aarhus | . | S16 | . | T045 | 0.72 | 143.7591
DK_CA_Aarhus | . | S16 | . | T046 | 0.72 | 143.7591
DK_CA_Aarhus | . | S16 | . | T047 | 0.72 | 143.7591
DK_CA_Aarhus | . | S16 | . | T048 | 0.72 | 143.7591
DK_CA_Aarhus | . | S16 | . | T049 | 0.72 | 143.7591
DK_CA_Aarhus | . | S16 | . | T050 | 0.72 | 143.7591
DK_CA_Aarhus | . | S16 | . | T051 | 0.85 | 169.7156
DK_CA_Aarhus | . | S16 | . | T052 | 0.85 | 169.7156
DK_CA_Aarhus | . | S16 | . | T053 | 0.85 | 169.7156
DK_CA_Aarhus | . | S16 | . | T054 | 0.85 | 169.7156
DK_CA_Aarhus | . | S16 | . | T055 | 0.85 | 169.7156
DK_CA_Aarhus | . | S16 | . | T056 | 0.85 | 169.7156
DK_CA_Aarhus | . | S16 | . | T057 | 0.72 | 143.7591
DK_CA_Aarhus | . | S16 | . | T058 | 0.72 | 143.7591
DK_CA_Aarhus | . | S16 | . | T059 | 0.57 | 113.8093
DK_CA_Aarhus | . | S16 | . | T060 | 0.57 | 113.8093
DK_CA_Aarhus | . | S16 | . | T061 | 0.57 | 113.8093
DK_CA_Aarhus | . | S16 | . | T062 | 0.57 | 113.8093
DK_CA_Aarhus | . | S16 | . | T063 | 0.57 | 113.8093
DK_CA_Aarhus | . | S16 | . | T064 | 0.57 | 113.8093
DK_CA_Aarhus | . | S16 | . | T065 | 0.72 | 143.7591
DK_CA_Aarhus | . | S16 | . | T066 | 0.72 | 143.7591
DK_CA_Aarhus | . | S16 | . | T067 | 0.72 | 143.7591
DK_CA_Aarhus | . | S16 | . | T068 | 0.85 | 169.7156
DK_CA_Aarhus | . | S16 | . | T069 | 0.72 | 143.7591
DK_CA_Aarhus | . | S16 | . | T070 | 0.57 | 113.8093
DK_CA_Aarhus | . | S16 | . | T071 | 0.42 | 83.8595
DK_CA_Aarhus | . | S16 | . | T072 | 0.3 | 59.8996
DK_CA_Aarhus | . | S16 | . | T073 | 0.12 | 23.9598
DK_CA_Aarhus | . | S16 | . | T074 | 0.12 | 23.9598
DK_CA_Aarhus | . | S16 | . | T075 | 0.19 | 37.9364
DK_CA_Aarhus | . | S16 | . | T076 | 0.3 | 59.8996
DK_CA_Aarhus | . | S16 | . | T077 | 0.42 | 83.8595
DK_CA_Aarhus | . | S16 | . | T078 | 0.42 | 83.8595
DK_CA_Aarhus | . | S16 | . | T079 | 0.57 | 113.8093
DK_CA_Aarhus | . | S16 | . | T080 | 0.72 | 143.7591
DK_CA_Aarhus | . | S16 | . | T081 | 0.72 | 143.7591
DK_CA_Aarhus | . | S16 | . | T082 | 0.72 | 143.7591
DK_CA_Aarhus | . | S16 | . | T083 | 0.57 | 113.8093
DK_CA_Aarhus | . | S16 | . | T084 | 0.42 | 83.8595
DK_CA_Aarhus | . | S16 | . | T085 | 0.42 | 83.8595
DK_CA_Aarhus | . | S16 | . | T086 | 0.42 | 83.8595
DK_CA_Aarhus | . | S16 | . | T087 | 0.57 | 113.8093
DK_CA_Aarhus | . | S16 | . | T088 | 0.57 | 113.8093
DK_CA_Aarhus | . | S16 | . | T089 | 0.72 | 143.7591
DK_CA_Aarhus | . | S16 | . | T090 | 0.72 | 143.7591
DK_CA_Aarhus | . | S16 | . | T091 | 0.72 | 143.7591
DK_CA_Aarhus | . | S16 | . | T092 | 0.72 | 143.7591
DK_CA_Aarhus | . | S16 | . | T093 | 0.57 | 113.8093
DK_CA_Aarhus | . | S16 | . | T094 | 0.42 | 83.8595
DK_CA_Aarhus | . | S16 | . | T095 | 0.42 | 83.8595
DK_CA_Aarhus | . | S16 | . | T096 | 0.3 | 59.8996
DK_CA_Aarhus | . | S16 | . | T097 | 0.3 | 59.8996
DK_CA_Aarhus | . | S16 | . | T098 | 0.42 | 83.8595
DK_CA_Aarhus | . | S16 | . | T099 | 0.3 | 59.8996
DK_CA_Aarhus | . | S16 | . | T100 | 0.3 | 59.8996
DK_CA_Aarhus | . | S16 | . | T101 | 0.19 | 37.9364
DK_CA_Aarhus | . | S16 | . | T102 | 0.12 | 23.9598
DK_CA_Aarhus | . | S16 | . | T103 | 0.03 | 5.99
DK_CA_Aarhus | . | S16 | . | T104 | 0.03 | 5.99
DK_CA_Aarhus | . | S16 | . | T105 | 0 | 0
DK_CA_Aarhus | . | S16 | . | T106 | 0 | 0
DK_CA_Aarhus | . | S16 | . | T107 | 0 | 0
DK_CA_Aarhus | . | S16 | . | T108 | 0 | 0
DK_CA_Aarhus | . | S16 | . | T109 | 0 | 0
DK_CA_Aarhus | . | S16 | . | T110 | 0 | 0
DK_CA_Aarhus | . | S16 | . | T111 | 0 | 0
DK_CA_Aarhus | . | S16 | . | T112 | 0 | 0
DK_CA_Aarhus | . | S16 | . | T113 | 0.03 | 5.99
DK_CA_Aarhus | . | S16 | . | T114 | 0.06 | 11.9799
DK_CA_Aarhus | . | S16 | . | T115 | 0.06 | 11.9799
DK_CA_Aarhus | . | S16 | . | T116 | 0.12 | 23.9598
DK_CA_Aarhus | . | S16 | . | T117 | 0.06 | 11.9799
DK_CA_Aarhus | . | S16 | . | T118 | 0.12 | 23.9598
DK_CA_Aarhus | . | S16 | . | T119 | 0.06 | 11.9799
DK_CA_Aarhus | . | S16 | . | T120 | 0.06 | 11.9799
DK_CA_Aarhus | . | S16 | . | T121 | 0.06 | 11.9799
DK_CA_Aarhus | . | S16 | . | T122 | 0.06 | 11.9799
DK_CA_Aarhus | . | S16 | . | T123 | 0.06 | 11.9799
DK_CA_Aarhus | . | S16 | . | T124 | 0.06 | 11.9799
DK_CA_Aarhus | . | S16 | . | T125 | 0.06 | 11.9799
DK_CA_Aarhus | . | S16 | . | T126 | 0.06 | 11.9799
DK_CA_Aarhus | . | S16 | . | T127 | 0.06 | 11.9799
DK_CA_Aarhus | . | S16 | . | T128 | 0.06 | 11.9799
DK_CA_Aarhus | . | S16 | . | T129 | 0.12 | 23.9598
DK_CA_Aarhus | . | S16 | . | T130 | 0.12 | 23.9598
DK_CA_Aarhus | . | S16 | . | T131 | 0.12 | 23.9598
DK_CA_Aarhus | . | S16 | . | T132 | 0.12 | 23.9598
DK_CA_Aarhus | . | S16 | . | T133 | 0.19 | 37.9364
DK_CA_Aarhus | . | S16 | . | T134 | 0.19 | 37.9364
DK_CA_Aarhus | . | S16 | . | T135 | 0.12 | 23.9598
DK_CA_Aarhus | . | S16 | . | T136 | 0.06 | 11.9799
DK_CA_Aarhus | . | S16 | . | T137 | 0.06 | 11.9799
DK_CA_Aarhus | . | S16 | . | T138 | 0.12 | 23.9598
DK_CA_Aarhus | . | S16 | . | T139 | 0.12 | 23.9598
DK_CA_Aarhus | . | S16 | . | T140 | 0.12 | 23.9598
DK_CA_Aarhus | . | S16 | . | T141 | 0.12 | 23.9598
DK_CA_Aarhus | . | S16 | . | T142 | 0.12 | 23.9598
DK_CA_Aarhus | . | S16 | . | T143 | 0.12 | 23.9598
DK_CA_Aarhus | . | S16 | . | T144 | 0.12 | 23.9598
DK_CA_Aarhus | . | S16 | . | T145 | 0.12 | 23.9598
DK_CA_Aarhus | . | S16 | . | T146 | 0.12 | 23.9598
DK_CA_Aarhus | . | S16 | . | T147 | 0.12 | 23.9598
DK_CA_Aarhus | . | S16 | . | T148 | 0.06 | 11.9799
DK_CA_Aarhus | . | S16 | . | T149 | 0.06 | 11.9799
DK_CA_Aarhus | . | S16 | . | T150 | 0.12 | 23.9598
DK_CA_Aarhus | . | S16 | . | T151 | 0.12 | 23.9598
DK_CA_Aarhus | . | S16 | . | T152 | 0.12 | 23.9598
DK_CA_Aarhus | . | S16 | . | T153 | 0.06 | 11.9799
DK_CA_Aarhus | . | S16 | . | T154 | 0.06 | 11.9799
DK_CA_Aarhus | . | S16 | . | T155 | 0.06 | 11.9799
DK_CA_Aarhus | . | S16 | . | T156 | 0.03 | 5.99
DK_CA_Aarhus | . | S16 | . | T157 | 0.03 | 5.99
DK_CA_Aarhus | . | S16 | . | T158 | 0.03 | 5.99
DK_CA_Aarhus | . | S16 | . | T159 | 0 | 0
DK_CA_Aarhus | . | S16 | . | T160 | 0 | 0
DK_CA_Aarhus | . | S16 | . | T161 | 0 | 0
DK_CA_Aarhus | . | S16 | . | T162 | 0 | 0
DK_CA_Aarhus | . | S16 | . | T163 | 0 | 0
DK_CA_Aarhus | . | S16 | . | T164 | 0.03 | 5.99
DK_CA_Aarhus | . | S16 | . | T165 | 0.03 | 5.99
DK_CA_Aarhus | . | S16 | . | T166 | 0.03 | 5.99
DK_CA_Aarhus | . | S16 | . | T167 | 0.06 | 11.9799
DK_CA_Aarhus | . | S16 | . | T168 | 0.03 | 5.99
DK_CA_Aarhus | . | S17 | . | T001 | 0.03 | 5.99
DK_CA_Aarhus | . | S17 | . | T002 | 0.03 | 5.99
DK_CA_Aarhus | . | S17 | . | T003 | 0.03 | 5.99
DK_CA_Aarhus | . | S17 | . | T004 | 0 | 0
DK_CA_Aarhus | . | S17 | . | T005 | 0 | 0
DK_CA_Aarhus | . | S17 | . | T006 | 0 | 0
DK_CA_Aarhus | . | S17 | . | T007 | 0 | 0
DK_CA_Aarhus | . | S17 | . | T008 | 0 | 0
DK_CA_Aarhus | . | S17 | . | T009 | 0.03 | 5.99
DK_CA_Aarhus | . | S17 | . | T010 | 0.06 | 11.9799
DK_CA_Aarhus | . | S17 | . | T011 | 0.12 | 23.9598
DK_CA_Aarhus | . | S17 | . | T012 | 0.12 | 23.9598
DK_CA_Aarhus | . | S17 | . | T013 | 0.12 | 23.9598
DK_CA_Aarhus | . | S17 | . | T014 | 0.06 | 11.9799
DK_CA_Aarhus | . | S17 | . | T015 | 0.06 | 11.9799
DK_CA_Aarhus | . | S17 | . | T016 | 0.03 | 5.99
DK_CA_Aarhus | . | S17 | . | T017 | 0.03 | 5.99
DK_CA_Aarhus | . | S17 | . | T018 | 0.03 | 5.99
DK_CA_Aarhus | . | S17 | . | T019 | 0.06 | 11.9799
DK_CA_Aarhus | . | S17 | . | T020 | 0.19 | 37.9364
DK_CA_Aarhus | . | S17 | . | T021 | 0.3 | 59.8996
DK_CA_Aarhus | . | S17 | . | T022 | 0.42 | 83.8595
DK_CA_Aarhus | . | S17 | . | T023 | 0.42 | 83.8595
DK_CA_Aarhus | . | S17 | . | T024 | 0.57 | 113.8093
DK_CA_Aarhus | . | S17 | . | T025 | 0.57 | 113.8093
DK_CA_Aarhus | . | S17 | . | T026 | 0.42 | 83.8595
DK_CA_Aarhus | . | S17 | . | T027 | 0.3 | 59.8996
DK_CA_Aarhus | . | S17 | . | T028 | 0.19 | 37.9364
DK_CA_Aarhus | . | S17 | . | T029 | 0.12 | 23.9598
DK_CA_Aarhus | . | S17 | . | T030 | 0.19 | 37.9364
DK_CA_Aarhus | . | S17 | . | T031 | 0.19 | 37.9364
DK_CA_Aarhus | . | S17 | . | T032 | 0.12 | 23.9598
DK_CA_Aarhus | . | S17 | . | T033 | 0.19 | 37.9364
DK_CA_Aarhus | . | S17 | . | T034 | 0.19 | 37.9364
DK_CA_Aarhus | . | S17 | . | T035 | 0.3 | 59.8996
DK_CA_Aarhus | . | S17 | . | T036 | 0.19 | 37.9364
DK_CA_Aarhus | . | S17 | . | T037 | 0.19 | 37.9364
DK_CA_Aarhus | . | S17 | . | T038 | 0.19 | 37.9364
DK_CA_Aarhus | . | S17 | . | T039 | 0.3 | 59.8996
DK_CA_Aarhus | . | S17 | . | T040 | 0.3 | 59.8996
DK_CA_Aarhus | . | S17 | . | T041 | 0.42 | 83.8595
DK_CA_Aarhus | . | S17 | . | T042 | 0.3 | 59.8996
DK_CA_Aarhus | . | S17 | . | T043 | 0.3 | 59.8996
DK_CA_Aarhus | . | S17 | . | T044 | 0.3 | 59.8996
DK_CA_Aarhus | . | S17 | . | T045 | 0.19 | 37.9364
DK_CA_Aarhus | . | S17 | . | T046 | 0.19 | 37.9364
DK_CA_Aarhus | . | S17 | . | T047 | 0.19 | 37.9364
DK_CA_Aarhus | . | S17 | . | T048 | 0.19 | 37.9364
DK_CA_Aarhus | . | S17 | . | T049 | 0.3 | 59.8996
DK_CA_Aarhus | . | S17 | . | T050 | 0.3 | 59.8996
DK_CA_Aarhus | . | S17 | . | T051 | 0.19 | 37.9364
DK_CA_Aarhus | . | S17 | . | T052 | 0.19 | 37.9364
DK_CA_Aarhus | . | S17 | . | T053 | 0.12 | 23.9598
DK_CA_Aarhus | . | S17 | . | T054 | 0.12 | 23.9598
DK_CA_Aarhus | . | S17 | . | T055 | 0.06 | 11.9799
DK_CA_Aarhus | . | S17 | . | T056 | 0.03 | 5.99
DK_CA_Aarhus | . | S17 | . | T057 | 0 | 0
DK_CA_Aarhus | . | S17 | . | T058 | 0.03 | 5.99
DK_CA_Aarhus | . | S17 | . | T059 | 0.06 | 11.9799
DK_CA_Aarhus | . | S17 | . | T060 | 0.19 | 37.9364
DK_CA_Aarhus | . | S17 | . | T061 | 0.42 | 83.8595
DK_CA_Aarhus | . | S17 | . | T062 | 0.57 | 113.8093
DK_CA_Aarhus | . | S17 | . | T063 | 0.72 | 143.7591
DK_CA_Aarhus | . | S17 | . | T064 | 0.85 | 169.7156
DK_CA_Aarhus | . | S17 | . | T065 | 0.85 | 169.7156
DK_CA_Aarhus | . | S17 | . | T066 | 0.85 | 169.7156
DK_CA_Aarhus | . | S17 | . | T067 | 0.95 | 189.6821
DK_CA_Aarhus | . | S17 | . | T068 | 0.95 | 189.6821
DK_CA_Aarhus | . | S17 | . | T069 | 0.95 | 189.6821
DK_CA_Aarhus | . | S17 | . | T070 | 0.99 | 197.6688
DK_CA_Aarhus | . | S17 | . | T071 | 0.99 | 197.6688
DK_CA_Aarhus | . | S17 | . | T072 | 0.99 | 197.6688
DK_CA_Aarhus | . | S17 | . | T073 | 0.99 | 197.6688
DK_CA_Aarhus | . | S17 | . | T074 | 0.99 | 197.6688
DK_CA_Aarhus | . | S17 | . | T075 | 0.95 | 189.6821
DK_CA_Aarhus | . | S17 | . | T076 | 0.72 | 143.7591
DK_CA_Aarhus | . | S17 | . | T077 | 0.72 | 143.7591
DK_CA_Aarhus | . | S17 | . | T078 | 0.57 | 113.8093
DK_CA_Aarhus | . | S17 | . | T079 | 0.57 | 113.8093
DK_CA_Aarhus | . | S17 | . | T080 | 0.57 | 113.8093
DK_CA_Aarhus | . | S17 | . | T081 | 0.42 | 83.8595
DK_CA_Aarhus | . | S17 | . | T082 | 0.3 | 59.8996
DK_CA_Aarhus | . | S17 | . | T083 | 0.19 | 37.9364
DK_CA_Aarhus | . | S17 | . | T084 | 0.12 | 23.9598
DK_CA_Aarhus | . | S17 | . | T085 | 0.06 | 11.9799
DK_CA_Aarhus | . | S17 | . | T086 | 0.06 | 11.9799
DK_CA_Aarhus | . | S17 | . | T087 | 0.03 | 5.99
DK_CA_Aarhus | . | S17 | . | T088 | 0.03 | 5.99
DK_CA_Aarhus | . | S17 | . | T089 | 0.06 | 11.9799
DK_CA_Aarhus | . | S17 | . | T090 | 0.03 | 5.99
DK_CA_Aarhus | . | S17 | . | T091 | 0.03 | 5.99
DK_CA_Aarhus | . | S17 | . | T092 | 0.03 | 5.99
DK_CA_Aarhus | . | S17 | . | T093 | 0 | 0
DK_CA_Aarhus | . | S17 | . | T094 | 0.03 | 5.99
DK_CA_Aarhus | . | S17 | . | T095 | 0.03 | 5.99
DK_CA_Aarhus | . | S17 | . | T096 | 0.03 | 5.99
DK_CA_Aarhus | . | S17 | . | T097 | 0.03 | 5.99
DK_CA_Aarhus | . | S17 | . | T098 | 0.03 | 5.99
DK_CA_Aarhus | . | S17 | . | T099 | 0 | 0
DK_CA_Aarhus | . | S17 | . | T100 | 0 | 0
DK_CA_Aarhus | . | S17 | . | T101 | 0 | 0
DK_CA_Aarhus | . | S17 | . | T102 | 0 | 0
DK_CA_Aarhus | . | S17 | . | T103 | 0.03 | 5.99
DK_CA_Aarhus | . | S17 | . | T104 | 0.03 | 5.99
DK_CA_Aarhus | . | S17 | . | T105 | 0.06 | 11.9799
DK_CA_Aarhus | . | S17 | . | T106 | 0.06 | 11.9799
DK_CA_Aarhus | . | S17 | . | T107 | 0.06 | 11.9799
DK_CA_Aarhus | . | S17 | . | T108 | 0.06 | 11.9799
DK_CA_Aarhus | . | S17 | . | T109 | 0.06 | 11.9799
DK_CA_Aarhus | . | S17 | . | T110 | 0.06 | 11.9799
DK_CA_Aarhus | . | S17 | . | T111 | 0.12 | 23.9598
DK_CA_Aarhus | . | S17 | . | T112 | 0.12 | 23.9598
DK_CA_Aarhus | . | S17 | . | T113 | 0.19 | 37.9364
DK_CA_Aarhus | . | S17 | . | T114 | 0.19 | 37.9364
DK_CA_Aarhus | . | S17 | . | T115 | 0.19 | 37.9364
DK_CA_Aarhus | . | S17 | . | T116 | 0.3 | 59.8996
DK_CA_Aarhus | . | S17 | . | T117 | 0.3 | 59.8996
DK_CA_Aarhus | . | S17 | . | T118 | 0.19 | 37.9364
DK_CA_Aarhus | . | S17 | . | T119 | 0.3 | 59.8996
DK_CA_Aarhus | . | S17 | . | T120 | 0.19 | 37.9364
DK_CA_Aarhus | . | S17 | . | T121 | 0.19 | 37.9364
DK_CA_Aarhus | . | S17 | . | T122 | 0.19 | 37.9364
DK_CA_Aarhus | . | S17 | . | T123 | 0.19 | 37.9364
DK_CA_Aarhus | . | S17 | . | T124 | 0.12 | 23.9598
DK_CA_Aarhus | . | S17 | . | T125 | 0.06 | 11.9799
DK_CA_Aarhus | . | S17 | . | T126 | 0.03 | 5.99
DK_CA_Aarhus | . | S17 | . | T127 | 0.03 | 5.99
DK_CA_Aarhus | . | S17 | . | T128 | 0 | 0
DK_CA_Aarhus | . | S17 | . | T129 | 0 | 0
DK_CA_Aarhus | . | S17 | . | T130 | 0 | 0
DK_CA_Aarhus | . | S17 | . | T131 | 0 | 0
DK_CA_Aarhus | . | S17 | . | T132 | 0 | 0
DK_CA_Aarhus | . | S17 | . | T133 | 0 | 0
DK_CA_Aarhus | . | S17 | . | T134 | 0 | 0
DK_CA_Aarhus | . | S17 | . | T135 | 0 | 0
DK_CA_Aarhus | . | S17 | . | T136 | 0 | 0
DK_CA_Aarhus | . | S17 | . | T137 | 0 | 0
DK_CA_Aarhus | . | S17 | . | T138 | 0 | 0
DK_CA_Aarhus | . | S17 | . | T139 | 0 | 0
DK_CA_Aarhus | . | S17 | . | T140 | 0 | 0
DK_CA_Aarhus | . | S17 | . | T141 | 0 | 0
DK_CA_Aarhus | . | S17 | . | T142 | 0.03 | 5.99
DK_CA_Aarhus | . | S17 | . | T143 | 0.06 | 11.9799
DK_CA_Aarhus | . | S17 | . | T144 | 0.12 | 23.9598
DK_CA_Aarhus | . | S17 | . | T145 | 0.19 | 37.9364
DK_CA_Aarhus | . | S17 | . | T146 | 0.19 | 37.9364
DK_CA_Aarhus | . | S17 | . | T147 | 0.19 | 37.9364
DK_CA_Aarhus | . | S17 | . | T148 | 0.19 | 37.9364
DK_CA_Aarhus | . | S17 | . | T149 | 0.19 | 37.9364
DK_CA_Aarhus | . | S17 | . | T150 | 0.19 | 37.9364
DK_CA_Aarhus | . | S17 | . | T151 | 0.3 | 59.8996
DK_CA_Aarhus | . | S17 | . | T152 | 0.42 | 83.8595
DK_CA_Aarhus | . | S17 | . | T153 | 0.42 | 83.8595
DK_CA_Aarhus | . | S17 | . | T154 | 0.57 | 113.8093
DK_CA_Aarhus | . | S17 | . | T155 | 0.57 | 113.8093
DK_CA_Aarhus | . | S17 | . | T156 | 0.57 | 113.8093
DK_CA_Aarhus | . | S17 | . | T157 | 0.72 | 143.7591
DK_CA_Aarhus | . | S17 | . | T158 | 0.72 | 143.7591
DK_CA_Aarhus | . | S17 | . | T159 | 0.72 | 143.7591
DK_CA_Aarhus | . | S17 | . | T160 | 0.85 | 169.7156
DK_CA_Aarhus | . | S17 | . | T161 | 0.85 | 169.7156
DK_CA_Aarhus | . | S17 | . | T162 | 0.95 | 189.6821
DK_CA_Aarhus | . | S17 | . | T163 | 0.99 | 197.6688
DK_CA_Aarhus | . | S17 | . | T164 | 0.99 | 197.6688
DK_CA_Aarhus | . | S17 | . | T165 | 0.85 | 169.7156
DK_CA_Aarhus | . | S17 | . | T166 | 0.72 | 143.7591
DK_CA_Aarhus | . | S17 | . | T167 | 0.72 | 143.7591
DK_CA_Aarhus | . | S17 | . | T168 | 0.57 | 113.8093
DK_CA_Aarhus | . | S18 | . | T001 | 0.57 | 113.8093
DK_CA_Aarhus | . | S18 | . | T002 | 0.72 | 143.7591
DK_CA_Aarhus | . | S18 | . | T003 | 0.85 | 169.7156
DK_CA_Aarhus | . | S18 | . | T004 | 0.85 | 169.7156
DK_CA_Aarhus | . | S18 | . | T005 | 0.85 | 169.7156
DK_CA_Aarhus | . | S18 | . | T006 | 0.72 | 143.7591
DK_CA_Aarhus | . | S18 | . | T007 | 0.72 | 143.7591
DK_CA_Aarhus | . | S18 | . | T008 | 0.57 | 113.8093
DK_CA_Aarhus | . | S18 | . | T009 | 0.42 | 83.8595
DK_CA_Aarhus | . | S18 | . | T010 | 0.42 | 83.8595
DK_CA_Aarhus | . | S18 | . | T011 | 0.3 | 59.8996
DK_CA_Aarhus | . | S18 | . | T012 | 0.3 | 59.8996
DK_CA_Aarhus | . | S18 | . | T013 | 0.19 | 37.9364
DK_CA_Aarhus | . | S18 | . | T014 | 0.19 | 37.9364
DK_CA_Aarhus | . | S18 | . | T015 | 0.19 | 37.9364
DK_CA_Aarhus | . | S18 | . | T016 | 0.19 | 37.9364
DK_CA_Aarhus | . | S18 | . | T017 | 0.19 | 37.9364
DK_CA_Aarhus | . | S18 | . | T018 | 0.19 | 37.9364
DK_CA_Aarhus | . | S18 | . | T019 | 0.42 | 83.8595
DK_CA_Aarhus | . | S18 | . | T020 | 0.57 | 113.8093
DK_CA_Aarhus | . | S18 | . | T021 | 0.72 | 143.7591
DK_CA_Aarhus | . | S18 | . | T022 | 0.72 | 143.7591
DK_CA_Aarhus | . | S18 | . | T023 | 0.95 | 189.6821
DK_CA_Aarhus | . | S18 | . | T024 | 0.95 | 189.6821
DK_CA_Aarhus | . | S18 | . | T025 | 0.95 | 189.6821
DK_CA_Aarhus | . | S18 | . | T026 | 0.95 | 189.6821
DK_CA_Aarhus | . | S18 | . | T027 | 0.95 | 189.6821
DK_CA_Aarhus | . | S18 | . | T028 | 0.85 | 169.7156
DK_CA_Aarhus | . | S18 | . | T029 | 0.72 | 143.7591
DK_CA_Aarhus | . | S18 | . | T030 | 0.57 | 113.8093
DK_CA_Aarhus | . | S18 | . | T031 | 0.42 | 83.8595
DK_CA_Aarhus | . | S18 | . | T032 | 0.42 | 83.8595
DK_CA_Aarhus | . | S18 | . | T033 | 0.3 | 59.8996
DK_CA_Aarhus | . | S18 | . | T034 | 0.3 | 59.8996
DK_CA_Aarhus | . | S18 | . | T035 | 0.3 | 59.8996
DK_CA_Aarhus | . | S18 | . | T036 | 0.19 | 37.9364
DK_CA_Aarhus | . | S18 | . | T037 | 0.12 | 23.9598
DK_CA_Aarhus | . | S18 | . | T038 | 0 | 0
DK_CA_Aarhus | . | S18 | . | T039 | 0 | 0
DK_CA_Aarhus | . | S18 | . | T040 | 0 | 0
DK_CA_Aarhus | . | S18 | . | T041 | 0.03 | 5.99
DK_CA_Aarhus | . | S18 | . | T042 | 0.06 | 11.9799
DK_CA_Aarhus | . | S18 | . | T043 | 0.12 | 23.9598
DK_CA_Aarhus | . | S18 | . | T044 | 0.12 | 23.9598
DK_CA_Aarhus | . | S18 | . | T045 | 0.19 | 37.9364
DK_CA_Aarhus | . | S18 | . | T046 | 0.3 | 59.8996
DK_CA_Aarhus | . | S18 | . | T047 | 0.3 | 59.8996
DK_CA_Aarhus | . | S18 | . | T048 | 0.3 | 59.8996
DK_CA_Aarhus | . | S18 | . | T049 | 0.3 | 59.8996
DK_CA_Aarhus | . | S18 | . | T050 | 0.3 | 59.8996
DK_CA_Aarhus | . | S18 | . | T051 | 0.3 | 59.8996
DK_CA_Aarhus | . | S18 | . | T052 | 0.3 | 59.8996
DK_CA_Aarhus | . | S18 | . | T053 | 0.3 | 59.8996
DK_CA_Aarhus | . | S18 | . | T054 | 0.3 | 59.8996
DK_CA_Aarhus | . | S18 | . | T055 | 0.3 | 59.8996
DK_CA_Aarhus | . | S18 | . | T056 | 0.19 | 37.9364
DK_CA_Aarhus | . | S18 | . | T057 | 0.19 | 37.9364
DK_CA_Aarhus | . | S18 | . | T058 | 0.19 | 37.9364
DK_CA_Aarhus | . | S18 | . | T059 | 0.12 | 23.9598
DK_CA_Aarhus | . | S18 | . | T060 | 0.19 | 37.9364
DK_CA_Aarhus | . | S18 | . | T061 | 0.19 | 37.9364
DK_CA_Aarhus | . | S18 | . | T062 | 0.19 | 37.9364
DK_CA_Aarhus | . | S18 | . | T063 | 0.3 | 59.8996
DK_CA_Aarhus | . | S18 | . | T064 | 0.3 | 59.8996
DK_CA_Aarhus | . | S18 | . | T065 | 0.3 | 59.8996
DK_CA_Aarhus | . | S18 | . | T066 | 0.3 | 59.8996
DK_CA_Aarhus | . | S18 | . | T067 | 0.3 | 59.8996
DK_CA_Aarhus | . | S18 | . | T068 | 0.3 | 59.8996
DK_CA_Aarhus | . | S18 | . | T069 | 0.3 | 59.8996
DK_CA_Aarhus | . | S18 | . | T070 | 0.19 | 37.9364
DK_CA_Aarhus | . | S18 | . | T071 | 0.19 | 37.9364
DK_CA_Aarhus | . | S18 | . | T072 | 0.12 | 23.9598
DK_CA_Aarhus | . | S18 | . | T073 | 0.06 | 11.9799
DK_CA_Aarhus | . | S18 | . | T074 | 0.03 | 5.99
DK_CA_Aarhus | . | S18 | . | T075 | 0.03 | 5.99
DK_CA_Aarhus | . | S18 | . | T076 | 0.03 | 5.99
DK_CA_Aarhus | . | S18 | . | T077 | 0.03 | 5.99
DK_CA_Aarhus | . | S18 | . | T078 | 0.03 | 5.99
DK_CA_Aarhus | . | S18 | . | T079 | 0 | 0
DK_CA_Aarhus | . | S18 | . | T080 | 0 | 0
DK_CA_Aarhus | . | S18 | . | T081 | 0 | 0
DK_CA_Aarhus | . | S18 | . | T082 | 0.03 | 5.99
DK_CA_Aarhus | . | S18 | . | T083 | 0.06 | 11.9799
DK_CA_Aarhus | . | S18 | . | T084 | 0.06 | 11.9799
DK_CA_Aarhus | . | S18 | . | T085 | 0.06 | 11.9799
DK_CA_Aarhus | . | S18 | . | T086 | 0.03 | 5.99
DK_CA_Aarhus | . | S18 | . | T087 | 0.03 | 5.99
DK_CA_Aarhus | . | S18 | . | T088 | 0.03 | 5.99
DK_CA_Aarhus | . | S18 | . | T089 | 0.03 | 5.99
DK_CA_Aarhus | . | S18 | . | T090 | 0 | 0
DK_CA_Aarhus | . | S18 | . | T091 | 0 | 0
DK_CA_Aarhus | . | S18 | . | T092 | 0.03 | 5.99
DK_CA_Aarhus | . | S18 | . | T093 | 0.06 | 11.9799
DK_CA_Aarhus | . | S18 | . | T094 | 0.19 | 37.9364
DK_CA_Aarhus | . | S18 | . | T095 | 0.19 | 37.9364
DK_CA_Aarhus | . | S18 | . | T096 | 0.19 | 37.9364
DK_CA_Aarhus | . | S18 | . | T097 | 0.19 | 37.9364
DK_CA_Aarhus | . | S18 | . | T098 | 0.06 | 11.9799
DK_CA_Aarhus | . | S18 | . | T099 | 0.06 | 11.9799
DK_CA_Aarhus | . | S18 | . | T100 | 0.03 | 5.99
DK_CA_Aarhus | . | S18 | . | T101 | 0.03 | 5.99
DK_CA_Aarhus | . | S18 | . | T102 | 0.06 | 11.9799
DK_CA_Aarhus | . | S18 | . | T103 | 0.06 | 11.9799
DK_CA_Aarhus | . | S18 | . | T104 | 0.19 | 37.9364
DK_CA_Aarhus | . | S18 | . | T105 | 0.3 | 59.8996
DK_CA_Aarhus | . | S18 | . | T106 | 0.3 | 59.8996
DK_CA_Aarhus | . | S18 | . | T107 | 0.42 | 83.8595
DK_CA_Aarhus | . | S18 | . | T108 | 0.72 | 143.7591
DK_CA_Aarhus | . | S18 | . | T109 | 0.85 | 169.7156
DK_CA_Aarhus | . | S18 | . | T110 | 0.95 | 189.6821
DK_CA_Aarhus | . | S18 | . | T111 | 0.99 | 197.6688
DK_CA_Aarhus | . | S18 | . | T112 | 1 | 199.6654
DK_CA_Aarhus | . | S18 | . | T113 | 1 | 199.6654
DK_CA_Aarhus | . | S18 | . | T114 | 1 | 199.6654
DK_CA_Aarhus | . | S18 | . | T115 | 1 | 199.6654
DK_CA_Aarhus | . | S18 | . | T116 | 1 | 199.6654
DK_CA_Aarhus | . | S18 | . | T117 | 1 | 199.6654
DK_CA_Aarhus | . | S18 | . | T118 | 1 | 199.6654
DK_CA_Aarhus | . | S18 | . | T119 | 0.99 | 197.6688
DK_CA_Aarhus | . | S18 | . | T120 | 0.85 | 169.7156
DK_CA_Aarhus | . | S18 | . | T121 | 0.72 | 143.7591
DK_CA_Aarhus | . | S18 | . | T122 | 0.72 | 143.7591
DK_CA_Aarhus | . | S18 | . | T123 | 0.72 | 143.7591
DK_CA_Aarhus | . | S18 | . | T124 | 0.72 | 143.7591
DK_CA_Aarhus | . | S18 | . | T125 | 0.72 | 143.7591
DK_CA_Aarhus | . | S18 | . | T126 | 0.57 | 113.8093
DK_CA_Aarhus | . | S18 | . | T127 | 0.57 | 113.8093
DK_CA_Aarhus | . | S18 | . | T128 | 0.57 | 113.8093
DK_CA_Aarhus | . | S18 | . | T129 | 0.42 | 83.8595
DK_CA_Aarhus | . | S18 | . | T130 | 0.3 | 59.8996
DK_CA_Aarhus | . | S18 | . | T131 | 0.3 | 59.8996
DK_CA_Aarhus | . | S18 | . | T132 | 0.3 | 59.8996
DK_CA_Aarhus | . | S18 | . | T133 | 0.3 | 59.8996
DK_CA_Aarhus | . | S18 | . | T134 | 0.42 | 83.8595
DK_CA_Aarhus | . | S18 | . | T135 | 0.57 | 113.8093
DK_CA_Aarhus | . | S18 | . | T136 | 0.57 | 113.8093
DK_CA_Aarhus | . | S18 | . | T137 | 0.72 | 143.7591
DK_CA_Aarhus | . | S18 | . | T138 | 0.72 | 143.7591
DK_CA_Aarhus | . | S18 | . | T139 | 0.72 | 143.7591
DK_CA_Aarhus | . | S18 | . | T140 | 0.72 | 143.7591
DK_CA_Aarhus | . | S18 | . | T141 | 0.72 | 143.7591
DK_CA_Aarhus | . | S18 | . | T142 | 0.72 | 143.7591
DK_CA_Aarhus | . | S18 | . | T143 | 0.57 | 113.8093
DK_CA_Aarhus | . | S18 | . | T144 | 0.57 | 113.8093
DK_CA_Aarhus | . | S18 | . | T145 | 0.57 | 113.8093
DK_CA_Aarhus | . | S18 | . | T146 | 0.57 | 113.8093
DK_CA_Aarhus | . | S18 | . | T147 | 0.57 | 113.8093
DK_CA_Aarhus | . | S18 | . | T148 | 0.57 | 113.8093
DK_CA_Aarhus | . | S18 | . | T149 | 0.57 | 113.8093
DK_CA_Aarhus | . | S18 | . | T150 | 0.57 | 113.8093
DK_CA_Aarhus | . | S18 | . | T151 | 0.42 | 83.8595
DK_CA_Aarhus | . | S18 | . | T152 | 0.42 | 83.8595
DK_CA_Aarhus | . | S18 | . | T153 | 0.3 | 59.8996
DK_CA_Aarhus | . | S18 | . | T154 | 0.3 | 59.8996
DK_CA_Aarhus | . | S18 | . | T155 | 0.19 | 37.9364
DK_CA_Aarhus | . | S18 | . | T156 | 0.19 | 37.9364
DK_CA_Aarhus | . | S18 | . | T157 | 0.19 | 37.9364
DK_CA_Aarhus | . | S18 | . | T158 | 0.19 | 37.9364
DK_CA_Aarhus | . | S18 | . | T159 | 0.3 | 59.8996
DK_CA_Aarhus | . | S18 | . | T160 | 0.3 | 59.8996
DK_CA_Aarhus | . | S18 | . | T161 | 0.42 | 83.8595
DK_CA_Aarhus | . | S18 | . | T162 | 0.57 | 113.8093
DK_CA_Aarhus | . | S18 | . | T163 | 0.85 | 169.7156
DK_CA_Aarhus | . | S18 | . | T164 | 0.85 | 169.7156
DK_CA_Aarhus | . | S18 | . | T165 | 0.85 | 169.7156
DK_CA_Aarhus | . | S18 | . | T166 | 0.85 | 169.7156
DK_CA_Aarhus | . | S18 | . | T167 | 0.72 | 143.7591
DK_CA_Aarhus | . | S18 | . | T168 | 0.72 | 143.7591
DK_CA_Aarhus | . | S19 | . | T001 | 0.57 | 113.8093
DK_CA_Aarhus | . | S19 | . | T002 | 0.57 | 113.8093
DK_CA_Aarhus | . | S19 | . | T003 | 0.72 | 143.7591
DK_CA_Aarhus | . | S19 | . | T004 | 0.72 | 143.7591
DK_CA_Aarhus | . | S19 | . | T005 | 0.72 | 143.7591
DK_CA_Aarhus | . | S19 | . | T006 | 0.72 | 143.7591
DK_CA_Aarhus | . | S19 | . | T007 | 0.72 | 143.7591
DK_CA_Aarhus | . | S19 | . | T008 | 0.72 | 143.7591
DK_CA_Aarhus | . | S19 | . | T009 | 0.85 | 169.7156
DK_CA_Aarhus | . | S19 | . | T010 | 0.85 | 169.7156
DK_CA_Aarhus | . | S19 | . | T011 | 0.95 | 189.6821
DK_CA_Aarhus | . | S19 | . | T012 | 0.95 | 189.6821
DK_CA_Aarhus | . | S19 | . | T013 | 0.95 | 189.6821
DK_CA_Aarhus | . | S19 | . | T014 | 0.95 | 189.6821
DK_CA_Aarhus | . | S19 | . | T015 | 0.95 | 189.6821
DK_CA_Aarhus | . | S19 | . | T016 | 0.95 | 189.6821
DK_CA_Aarhus | . | S19 | . | T017 | 0.99 | 197.6688
DK_CA_Aarhus | . | S19 | . | T018 | 0.99 | 197.6688
DK_CA_Aarhus | . | S19 | . | T019 | 1 | 199.6654
DK_CA_Aarhus | . | S19 | . | T020 | 0.99 | 197.6688
DK_CA_Aarhus | . | S19 | . | T021 | 0.95 | 189.6821
DK_CA_Aarhus | . | S19 | . | T022 | 0.85 | 169.7156
DK_CA_Aarhus | . | S19 | . | T023 | 0.72 | 143.7591
DK_CA_Aarhus | . | S19 | . | T024 | 0.57 | 113.8093
DK_CA_Aarhus | . | S19 | . | T025 | 0.57 | 113.8093
DK_CA_Aarhus | . | S19 | . | T026 | 0.57 | 113.8093
DK_CA_Aarhus | . | S19 | . | T027 | 0.42 | 83.8595
DK_CA_Aarhus | . | S19 | . | T028 | 0.3 | 59.8996
DK_CA_Aarhus | . | S19 | . | T029 | 0.3 | 59.8996
DK_CA_Aarhus | . | S19 | . | T030 | 0.3 | 59.8996
DK_CA_Aarhus | . | S19 | . | T031 | 0.19 | 37.9364
DK_CA_Aarhus | . | S19 | . | T032 | 0.42 | 83.8595
DK_CA_Aarhus | . | S19 | . | T033 | 0.42 | 83.8595
DK_CA_Aarhus | . | S19 | . | T034 | 0.42 | 83.8595
DK_CA_Aarhus | . | S19 | . | T035 | 0.3 | 59.8996
DK_CA_Aarhus | . | S19 | . | T036 | 0.3 | 59.8996
DK_CA_Aarhus | . | S19 | . | T037 | 0.3 | 59.8996
DK_CA_Aarhus | . | S19 | . | T038 | 0.3 | 59.8996
DK_CA_Aarhus | . | S19 | . | T039 | 0.42 | 83.8595
DK_CA_Aarhus | . | S19 | . | T040 | 0.42 | 83.8595
DK_CA_Aarhus | . | S19 | . | T041 | 0.3 | 59.8996
DK_CA_Aarhus | . | S19 | . | T042 | 0.19 | 37.9364
DK_CA_Aarhus | . | S19 | . | T043 | 0.19 | 37.9364
DK_CA_Aarhus | . | S19 | . | T044 | 0.12 | 23.9598
DK_CA_Aarhus | . | S19 | . | T045 | 0.12 | 23.9598
DK_CA_Aarhus | . | S19 | . | T046 | 0.12 | 23.9598
DK_CA_Aarhus | . | S19 | . | T047 | 0.06 | 11.9799
DK_CA_Aarhus | . | S19 | . | T048 | 0.06 | 11.9799
DK_CA_Aarhus | . | S19 | . | T049 | 0.06 | 11.9799
DK_CA_Aarhus | . | S19 | . | T050 | 0.06 | 11.9799
DK_CA_Aarhus | . | S19 | . | T051 | 0.03 | 5.99
DK_CA_Aarhus | . | S19 | . | T052 | 0.03 | 5.99
DK_CA_Aarhus | . | S19 | . | T053 | 0.03 | 5.99
DK_CA_Aarhus | . | S19 | . | T054 | 0.03 | 5.99
DK_CA_Aarhus | . | S19 | . | T055 | 0.03 | 5.99
DK_CA_Aarhus | . | S19 | . | T056 | 0.06 | 11.9799
DK_CA_Aarhus | . | S19 | . | T057 | 0.06 | 11.9799
DK_CA_Aarhus | . | S19 | . | T058 | 0.12 | 23.9598
DK_CA_Aarhus | . | S19 | . | T059 | 0.12 | 23.9598
DK_CA_Aarhus | . | S19 | . | T060 | 0.12 | 23.9598
DK_CA_Aarhus | . | S19 | . | T061 | 0.06 | 11.9799
DK_CA_Aarhus | . | S19 | . | T062 | 0.06 | 11.9799
DK_CA_Aarhus | . | S19 | . | T063 | 0.06 | 11.9799
DK_CA_Aarhus | . | S19 | . | T064 | 0.12 | 23.9598
DK_CA_Aarhus | . | S19 | . | T065 | 0.12 | 23.9598
DK_CA_Aarhus | . | S19 | . | T066 | 0.19 | 37.9364
DK_CA_Aarhus | . | S19 | . | T067 | 0.12 | 23.9598
DK_CA_Aarhus | . | S19 | . | T068 | 0.19 | 37.9364
DK_CA_Aarhus | . | S19 | . | T069 | 0.3 | 59.8996
DK_CA_Aarhus | . | S19 | . | T070 | 0.42 | 83.8595
DK_CA_Aarhus | . | S19 | . | T071 | 0.42 | 83.8595
DK_CA_Aarhus | . | S19 | . | T072 | 0.42 | 83.8595
DK_CA_Aarhus | . | S19 | . | T073 | 0.42 | 83.8595
DK_CA_Aarhus | . | S19 | . | T074 | 0.42 | 83.8595
DK_CA_Aarhus | . | S19 | . | T075 | 0.42 | 83.8595
DK_CA_Aarhus | . | S19 | . | T076 | 0.42 | 83.8595
DK_CA_Aarhus | . | S19 | . | T077 | 0.42 | 83.8595
DK_CA_Aarhus | . | S19 | . | T078 | 0.42 | 83.8595
DK_CA_Aarhus | . | S19 | . | T079 | 0.57 | 113.8093
DK_CA_Aarhus | . | S19 | . | T080 | 0.3 | 59.8996
DK_CA_Aarhus | . | S19 | . | T081 | 0.42 | 83.8595
DK_CA_Aarhus | . | S19 | . | T082 | 0.42 | 83.8595
DK_CA_Aarhus | . | S19 | . | T083 | 0.42 | 83.8595
DK_CA_Aarhus | . | S19 | . | T084 | 0.3 | 59.8996
DK_CA_Aarhus | . | S19 | . | T085 | 0.42 | 83.8595
DK_CA_Aarhus | . | S19 | . | T086 | 0.42 | 83.8595
DK_CA_Aarhus | . | S19 | . | T087 | 0.3 | 59.8996
DK_CA_Aarhus | . | S19 | . | T088 | 0.42 | 83.8595
DK_CA_Aarhus | . | S19 | . | T089 | 0.42 | 83.8595
DK_CA_Aarhus | . | S19 | . | T090 | 0.57 | 113.8093
DK_CA_Aarhus | . | S19 | . | T091 | 0.72 | 143.7591
DK_CA_Aarhus | . | S19 | . | T092 | 0.72 | 143.7591
DK_CA_Aarhus | . | S19 | . | T093 | 0.85 | 169.7156
DK_CA_Aarhus | . | S19 | . | T094 | 0.85 | 169.7156
DK_CA_Aarhus | . | S19 | . | T095 | 0.85 | 169.7156
DK_CA_Aarhus | . | S19 | . | T096 | 0.85 | 169.7156
DK_CA_Aarhus | . | S19 | . | T097 | 0.85 | 169.7156
DK_CA_Aarhus | . | S19 | . | T098 | 0.85 | 169.7156
DK_CA_Aarhus | . | S19 | . | T099 | 0.85 | 169.7156
DK_CA_Aarhus | . | S19 | . | T100 | 0.72 | 143.7591
DK_CA_Aarhus | . | S19 | . | T101 | 0.72 | 143.7591
DK_CA_Aarhus | . | S19 | . | T102 | 0.72 | 143.7591
DK_CA_Aarhus | . | S19 | . | T103 | 0.72 | 143.7591
DK_CA_Aarhus | . | S19 | . | T104 | 0.57 | 113.8093
DK_CA_Aarhus | . | S19 | . | T105 | 0.57 | 113.8093
DK_CA_Aarhus | . | S19 | . | T106 | 0.42 | 83.8595
DK_CA_Aarhus | . | S19 | . | T107 | 0.42 | 83.8595
DK_CA_Aarhus | . | S19 | . | T108 | 0.3 | 59.8996
DK_CA_Aarhus | . | S19 | . | T109 | 0.3 | 59.8996
DK_CA_Aarhus | . | S19 | . | T110 | 0.3 | 59.8996
DK_CA_Aarhus | . | S19 | . | T111 | 0.19 | 37.9364
DK_CA_Aarhus | . | S19 | . | T112 | 0.12 | 23.9598
DK_CA_Aarhus | . | S19 | . | T113 | 0.12 | 23.9598
DK_CA_Aarhus | . | S19 | . | T114 | 0.12 | 23.9598
DK_CA_Aarhus | . | S19 | . | T115 | 0.19 | 37.9364
DK_CA_Aarhus | . | S19 | . | T116 | 0.19 | 37.9364
DK_CA_Aarhus | . | S19 | . | T117 | 0.19 | 37.9364
DK_CA_Aarhus | . | S19 | . | T118 | 0.19 | 37.9364
DK_CA_Aarhus | . | S19 | . | T119 | 0.12 | 23.9598
DK_CA_Aarhus | . | S19 | . | T120 | 0.06 | 11.9799
DK_CA_Aarhus | . | S19 | . | T121 | 0.06 | 11.9799
DK_CA_Aarhus | . | S19 | . | T122 | 0.03 | 5.99
DK_CA_Aarhus | . | S19 | . | T123 | 0.03 | 5.99
DK_CA_Aarhus | . | S19 | . | T124 | 0 | 0
DK_CA_Aarhus | . | S19 | . | T125 | 0 | 0
DK_CA_Aarhus | . | S19 | . | T126 | 0 | 0
DK_CA_Aarhus | . | S19 | . | T127 | 0 | 0
DK_CA_Aarhus | . | S19 | . | T128 | 0.3 | 59.8996
DK_CA_Aarhus | . | S19 | . | T129 | 0.3 | 59.8996
DK_CA_Aarhus | . | S19 | . | T130 | 0.19 | 37.9364
DK_CA_Aarhus | . | S19 | . | T131 | 0.12 | 23.9598
DK_CA_Aarhus | . | S19 | . | T132 | 0.06 | 11.9799
DK_CA_Aarhus | . | S19 | . | T133 | 0.03 | 5.99
DK_CA_Aarhus | . | S19 | . | T134 | 0.03 | 5.99
DK_CA_Aarhus | . | S19 | . | T135 | 0.03 | 5.99
DK_CA_Aarhus | . | S19 | . | T136 | 0.03 | 5.99
DK_CA_Aarhus | . | S19 | . | T137 | 0.06 | 11.9799
DK_CA_Aarhus | . | S19 | . | T138 | 0.06 | 11.9799
DK_CA_Aarhus | . | S19 | . | T139 | 0.12 | 23.9598
DK_CA_Aarhus | . | S19 | . | T140 | 0.12 | 23.9598
DK_CA_Aarhus | . | S19 | . | T141 | 0.06 | 11.9799
DK_CA_Aarhus | . | S19 | . | T142 | 0.06 | 11.9799
DK_CA_Aarhus | . | S19 | . | T143 | 0.03 | 5.99
DK_CA_Aarhus | . | S19 | . | T144 | 0 | 0
DK_CA_Aarhus | . | S19 | . | T145 | 0 | 0
DK_CA_Aarhus | . | S19 | . | T146 | 0 | 0
DK_CA_Aarhus | . | S19 | . | T147 | 0 | 0
DK_CA_Aarhus | . | S19 | . | T148 | 0.03 | 5.99
DK_CA_Aarhus | . | S19 | . | T149 | 0.03 | 5.99
DK_CA_Aarhus | . | S19 | . | T150 | 0.03 | 5.99
DK_CA_Aarhus | . | S19 | . | T151 | 0 | 0
DK_CA_Aarhus | . | S19 | . | T152 | 0 | 0
DK_CA_Aarhus | . | S19 | . | T153 | 0 | 0
DK_CA_Aarhus | . | S19 | . | T154 | 0 | 0
DK_CA_Aarhus | . | S19 | . | T155 | 0 | 0
DK_CA_Aarhus | . | S19 | . | T156 | 0 | 0
DK_CA_Aarhus | . | S19 | . | T157 | 0 | 0
DK_CA_Aarhus | . | S19 | . | T158 | 0 | 0
DK_CA_Aarhus | . | S19 | . | T159 | 0 | 0
DK_CA_Aarhus | . | S19 | . | T160 | 0 | 0
DK_CA_Aarhus | . | S19 | . | T161 | 0 | 0
DK_CA_Aarhus | . | S19 | . | T162 | 0 | 0
DK_CA_Aarhus | . | S19 | . | T163 | 0 | 0
DK_CA_Aarhus | . | S19 | . | T164 | 0 | 0
DK_CA_Aarhus | . | S19 | . | T165 | 0 | 0
DK_CA_Aarhus | . | S19 | . | T166 | 0 | 0
DK_CA_Aarhus | . | S19 | . | T167 | 0 | 0
DK_CA_Aarhus | . | S19 | . | T168 | 0 | 0
DK_CA_Aarhus | . | S20 | . | T001 | 0 | 0
DK_CA_Aarhus | . | S20 | . | T002 | 0 | 0
DK_CA_Aarhus | . | S20 | . | T003 | 0 | 0
DK_CA_Aarhus | . | S20 | . | T004 | 0 | 0
DK_CA_Aarhus | . | S20 | . | T005 | 0 | 0
DK_CA_Aarhus | . | S20 | . | T006 | 0 | 0
DK_CA_Aarhus | . | S20 | . | T007 | 0 | 0
DK_CA_Aarhus | . | S20 | . | T008 | 0.03 | 5.99
DK_CA_Aarhus | . | S20 | . | T009 | 0 | 0
DK_CA_Aarhus | . | S20 | . | T010 | 0 | 0
DK_CA_Aarhus | . | S20 | . | T011 | 0 | 0
DK_CA_Aarhus | . | S20 | . | T012 | 0 | 0
DK_CA_Aarhus | . | S20 | . | T013 | 0 | 0
DK_CA_Aarhus | . | S20 | . | T014 | 0 | 0
DK_CA_Aarhus | . | S20 | . | T015 | 0 | 0
DK_CA_Aarhus | . | S20 | . | T016 | 0 | 0
DK_CA_Aarhus | . | S20 | . | T017 | 0 | 0
DK_CA_Aarhus | . | S20 | . | T018 | 0 | 0
DK_CA_Aarhus | . | S20 | . | T019 | 0 | 0
DK_CA_Aarhus | . | S20 | . | T020 | 0.03 | 5.99
DK_CA_Aarhus | . | S20 | . | T021 | 0.12 | 23.9598
DK_CA_Aarhus | . | S20 | . | T022 | 0.12 | 23.9598
DK_CA_Aarhus | . | S20 | . | T023 | 0.12 | 23.9598
DK_CA_Aarhus | . | S20 | . | T024 | 0.12 | 23.9598
DK_CA_Aarhus | . | S20 | . | T025 | 0.12 | 23.9598
DK_CA_Aarhus | . | S20 | . | T026 | 0.12 | 23.9598
DK_CA_Aarhus | . | S20 | . | T027 | 0.12 | 23.9598
DK_CA_Aarhus | . | S20 | . | T028 | 0.12 | 23.9598
DK_CA_Aarhus | . | S20 | . | T029 | 0.06 | 11.9799
DK_CA_Aarhus | . | S20 | . | T030 | 0.06 | 11.9799
DK_CA_Aarhus | . | S20 | . | T031 | 0.06 | 11.9799
DK_CA_Aarhus | . | S20 | . | T032 | 0.06 | 11.9799
DK_CA_Aarhus | . | S20 | . | T033 | 0.06 | 11.9799
DK_CA_Aarhus | . | S20 | . | T034 | 0.06 | 11.9799
DK_CA_Aarhus | . | S20 | . | T035 | 0.06 | 11.9799
DK_CA_Aarhus | . | S20 | . | T036 | 0.06 | 11.9799
DK_CA_Aarhus | . | S20 | . | T037 | 0.12 | 23.9598
DK_CA_Aarhus | . | S20 | . | T038 | 0.19 | 37.9364
DK_CA_Aarhus | . | S20 | . | T039 | 0.19 | 37.9364
DK_CA_Aarhus | . | S20 | . | T040 | 0.19 | 37.9364
DK_CA_Aarhus | . | S20 | . | T041 | 0.3 | 59.8996
DK_CA_Aarhus | . | S20 | . | T042 | 0.3 | 59.8996
DK_CA_Aarhus | . | S20 | . | T043 | 0.3 | 59.8996
DK_CA_Aarhus | . | S20 | . | T044 | 0.3 | 59.8996
DK_CA_Aarhus | . | S20 | . | T045 | 0.3 | 59.8996
DK_CA_Aarhus | . | S20 | . | T046 | 0.3 | 59.8996
DK_CA_Aarhus | . | S20 | . | T047 | 0.3 | 59.8996
DK_CA_Aarhus | . | S20 | . | T048 | 0.42 | 83.8595
DK_CA_Aarhus | . | S20 | . | T049 | 0.42 | 83.8595
DK_CA_Aarhus | . | S20 | . | T050 | 0.42 | 83.8595
DK_CA_Aarhus | . | S20 | . | T051 | 0.3 | 59.8996
DK_CA_Aarhus | . | S20 | . | T052 | 0.3 | 59.8996
DK_CA_Aarhus | . | S20 | . | T053 | 0.3 | 59.8996
DK_CA_Aarhus | . | S20 | . | T054 | 0.3 | 59.8996
DK_CA_Aarhus | . | S20 | . | T055 | 0.3 | 59.8996
DK_CA_Aarhus | . | S20 | . | T056 | 0.3 | 59.8996
DK_CA_Aarhus | . | S20 | . | T057 | 0.19 | 37.9364
DK_CA_Aarhus | . | S20 | . | T058 | 0.12 | 23.9598
DK_CA_Aarhus | . | S20 | . | T059 | 0.12 | 23.9598
DK_CA_Aarhus | . | S20 | . | T060 | 0.06 | 11.9799
DK_CA_Aarhus | . | S20 | . | T061 | 0 | 0
DK_CA_Aarhus | . | S20 | . | T062 | 0.19 | 37.9364
DK_CA_Aarhus | . | S20 | . | T063 | 0.42 | 83.8595
DK_CA_Aarhus | . | S20 | . | T064 | 0.57 | 113.8093
DK_CA_Aarhus | . | S20 | . | T065 | 0.57 | 113.8093
DK_CA_Aarhus | . | S20 | . | T066 | 0.57 | 113.8093
DK_CA_Aarhus | . | S20 | . | T067 | 0.57 | 113.8093
DK_CA_Aarhus | . | S20 | . | T068 | 0.42 | 83.8595
DK_CA_Aarhus | . | S20 | . | T069 | 0.42 | 83.8595
DK_CA_Aarhus | . | S20 | . | T070 | 0.42 | 83.8595
DK_CA_Aarhus | . | S20 | . | T071 | 0.3 | 59.8996
DK_CA_Aarhus | . | S20 | . | T072 | 0.3 | 59.8996
DK_CA_Aarhus | . | S20 | . | T073 | 0.3 | 59.8996
DK_CA_Aarhus | . | S20 | . | T074 | 0.19 | 37.9364
DK_CA_Aarhus | . | S20 | . | T075 | 0.12 | 23.9598
DK_CA_Aarhus | . | S20 | . | T076 | 0.06 | 11.9799
DK_CA_Aarhus | . | S20 | . | T077 | 0.06 | 11.9799
DK_CA_Aarhus | . | S20 | . | T078 | 0.12 | 23.9598
DK_CA_Aarhus | . | S20 | . | T079 | 0.12 | 23.9598
DK_CA_Aarhus | . | S20 | . | T080 | 0.19 | 37.9364
DK_CA_Aarhus | . | S20 | . | T081 | 0.42 | 83.8595
DK_CA_Aarhus | . | S20 | . | T082 | 0.42 | 83.8595
DK_CA_Aarhus | . | S20 | . | T083 | 0.57 | 113.8093
DK_CA_Aarhus | . | S20 | . | T084 | 0.57 | 113.8093
DK_CA_Aarhus | . | S20 | . | T085 | 0.57 | 113.8093
DK_CA_Aarhus | . | S20 | . | T086 | 0.72 | 143.7591
DK_CA_Aarhus | . | S20 | . | T087 | 0.72 | 143.7591
DK_CA_Aarhus | . | S20 | . | T088 | 0.72 | 143.7591
DK_CA_Aarhus | . | S20 | . | T089 | 0.72 | 143.7591
DK_CA_Aarhus | . | S20 | . | T090 | 0.57 | 113.8093
DK_CA_Aarhus | . | S20 | . | T091 | 0.42 | 83.8595
DK_CA_Aarhus | . | S20 | . | T092 | 0.42 | 83.8595
DK_CA_Aarhus | . | S20 | . | T093 | 0.57 | 113.8093
DK_CA_Aarhus | . | S20 | . | T094 | 0.72 | 143.7591
DK_CA_Aarhus | . | S20 | . | T095 | 0.72 | 143.7591
DK_CA_Aarhus | . | S20 | . | T096 | 0.72 | 143.7591
DK_CA_Aarhus | . | S20 | . | T097 | 0.72 | 143.7591
DK_CA_Aarhus | . | S20 | . | T098 | 0.72 | 143.7591
DK_CA_Aarhus | . | S20 | . | T099 | 0.72 | 143.7591
DK_CA_Aarhus | . | S20 | . | T100 | 0.57 | 113.8093
DK_CA_Aarhus | . | S20 | . | T101 | 0.57 | 113.8093
DK_CA_Aarhus | . | S20 | . | T102 | 0.57 | 113.8093
DK_CA_Aarhus | . | S20 | . | T103 | 0.57 | 113.8093
DK_CA_Aarhus | . | S20 | . | T104 | 0.57 | 113.8093
DK_CA_Aarhus | . | S20 | . | T105 | 0.57 | 113.8093
DK_CA_Aarhus | . | S20 | . | T106 | 0.57 | 113.8093
DK_CA_Aarhus | . | S20 | . | T107 | 0.57 | 113.8093
DK_CA_Aarhus | . | S20 | . | T108 | 0.57 | 113.8093
DK_CA_Aarhus | . | S20 | . | T109 | 0.57 | 113.8093
DK_CA_Aarhus | . | S20 | . | T110 | 0.57 | 113.8093
DK_CA_Aarhus | . | S20 | . | T111 | 0.72 | 143.7591
DK_CA_Aarhus | . | S20 | . | T112 | 0.72 | 143.7591
DK_CA_Aarhus | . | S20 | . | T113 | 0.72 | 143.7591
DK_CA_Aarhus | . | S20 | . | T114 | 0.72 | 143.7591
DK_CA_Aarhus | . | S20 | . | T115 | 0.72 | 143.7591
DK_CA_Aarhus | . | S20 | . | T116 | 0.85 | 169.7156
DK_CA_Aarhus | . | S20 | . | T117 | 0.85 | 169.7156
DK_CA_Aarhus | . | S20 | . | T118 | 0.72 | 143.7591
DK_CA_Aarhus | . | S20 | . | T119 | 0.72 | 143.7591
DK_CA_Aarhus | . | S20 | . | T120 | 0.57 | 113.8093
DK_CA_Aarhus | . | S20 | . | T121 | 0.57 | 113.8093
DK_CA_Aarhus | . | S20 | . | T122 | 0.3 | 59.8996
DK_CA_Aarhus | . | S20 | . | T123 | 0.12 | 23.9598
DK_CA_Aarhus | . | S20 | . | T124 | 0.06 | 11.9799
DK_CA_Aarhus | . | S20 | . | T125 | 0.12 | 23.9598
DK_CA_Aarhus | . | S20 | . | T126 | 0.19 | 37.9364
DK_CA_Aarhus | . | S20 | . | T127 | 0.3 | 59.8996
DK_CA_Aarhus | . | S20 | . | T128 | 0.3 | 59.8996
DK_CA_Aarhus | . | S20 | . | T129 | 0.42 | 83.8595
DK_CA_Aarhus | . | S20 | . | T130 | 0.42 | 83.8595
DK_CA_Aarhus | . | S20 | . | T131 | 0.42 | 83.8595
DK_CA_Aarhus | . | S20 | . | T132 | 0.42 | 83.8595
DK_CA_Aarhus | . | S20 | . | T133 | 0.57 | 113.8093
DK_CA_Aarhus | . | S20 | . | T134 | 0.72 | 143.7591
DK_CA_Aarhus | . | S20 | . | T135 | 0.85 | 169.7156
DK_CA_Aarhus | . | S20 | . | T136 | 0.95 | 189.6821
DK_CA_Aarhus | . | S20 | . | T137 | 0.99 | 197.6688
DK_CA_Aarhus | . | S20 | . | T138 | 0.99 | 197.6688
DK_CA_Aarhus | . | S20 | . | T139 | 1 | 199.6654
DK_CA_Aarhus | . | S20 | . | T140 | 1 | 199.6654
DK_CA_Aarhus | . | S20 | . | T141 | 1 | 199.6654
DK_CA_Aarhus | . | S20 | . | T142 | 0.99 | 197.6688
DK_CA_Aarhus | . | S20 | . | T143 | 0.99 | 197.6688
DK_CA_Aarhus | . | S20 | . | T144 | 0.99 | 197.6688
DK_CA_Aarhus | . | S20 | . | T145 | 0.95 | 189.6821
DK_CA_Aarhus | . | S20 | . | T146 | 0.95 | 189.6821
DK_CA_Aarhus | . | S20 | . | T147 | 0.95 | 189.6821
DK_CA_Aarhus | . | S20 | . | T148 | 0.95 | 189.6821
DK_CA_Aarhus | . | S20 | . | T149 | 0.95 | 189.6821
DK_CA_Aarhus | . | S20 | . | T150 | 0.95 | 189.6821
DK_CA_Aarhus | . | S20 | . | T151 | 0.95 | 189.6821
DK_CA_Aarhus | . | S20 | . | T152 | 0.95 | 189.6821
DK_CA_Aarhus | . | S20 | . | T153 | 0.95 | 189.6821
DK_CA_Aarhus | . | S20 | . | T154 | 0.95 | 189.6821
DK_CA_Aarhus | . | S20 | . | T155 | 0.95 | 189.6821
DK_CA_Aarhus | . | S20 | . | T156 | 0.95 | 189.6821
DK_CA_Aarhus | . | S20 | . | T157 | 0.95 | 189.6821
DK_CA_Aarhus | . | S20 | . | T158 | 0.95 | 189.6821
DK_CA_Aarhus | . | S20 | . | T159 | 0.85 | 169.7156
DK_CA_Aarhus | . | S20 | . | T160 | 0.85 | 169.7156
DK_CA_Aarhus | . | S20 | . | T161 | 0.72 | 143.7591
DK_CA_Aarhus | . | S20 | . | T162 | 0.72 | 143.7591
DK_CA_Aarhus | . | S20 | . | T163 | 0.72 | 143.7591
DK_CA_Aarhus | . | S20 | . | T164 | 0.57 | 113.8093
DK_CA_Aarhus | . | S20 | . | T165 | 0.57 | 113.8093
DK_CA_Aarhus | . | S20 | . | T166 | 0.57 | 113.8093
DK_CA_Aarhus | . | S20 | . | T167 | 0.42 | 83.8595
DK_CA_Aarhus | . | S20 | . | T168 | 0.42 | 83.8595
DK_CA_Aarhus | . | S21 | . | T001 | 0.3 | 59.8996
DK_CA_Aarhus | . | S21 | . | T002 | 0.3 | 59.8996
DK_CA_Aarhus | . | S21 | . | T003 | 0.3 | 59.8996
DK_CA_Aarhus | . | S21 | . | T004 | 0.3 | 59.8996
DK_CA_Aarhus | . | S21 | . | T005 | 0.19 | 37.9364
DK_CA_Aarhus | . | S21 | . | T006 | 0.19 | 37.9364
DK_CA_Aarhus | . | S21 | . | T007 | 0.19 | 37.9364
DK_CA_Aarhus | . | S21 | . | T008 | 0.19 | 37.9364
DK_CA_Aarhus | . | S21 | . | T009 | 0.19 | 37.9364
DK_CA_Aarhus | . | S21 | . | T010 | 0.3 | 59.8996
DK_CA_Aarhus | . | S21 | . | T011 | 0.3 | 59.8996
DK_CA_Aarhus | . | S21 | . | T012 | 0.42 | 83.8595
DK_CA_Aarhus | . | S21 | . | T013 | 0.42 | 83.8595
DK_CA_Aarhus | . | S21 | . | T014 | 0.3 | 59.8996
DK_CA_Aarhus | . | S21 | . | T015 | 0.42 | 83.8595
DK_CA_Aarhus | . | S21 | . | T016 | 0.42 | 83.8595
DK_CA_Aarhus | . | S21 | . | T017 | 0.42 | 83.8595
DK_CA_Aarhus | . | S21 | . | T018 | 0.42 | 83.8595
DK_CA_Aarhus | . | S21 | . | T019 | 0.42 | 83.8595
DK_CA_Aarhus | . | S21 | . | T020 | 0.3 | 59.8996
DK_CA_Aarhus | . | S21 | . | T021 | 0.42 | 83.8595
DK_CA_Aarhus | . | S21 | . | T022 | 0.42 | 83.8595
DK_CA_Aarhus | . | S21 | . | T023 | 0.42 | 83.8595
DK_CA_Aarhus | . | S21 | . | T024 | 0.42 | 83.8595
DK_CA_Aarhus | . | S21 | . | T025 | 0.42 | 83.8595
DK_CA_Aarhus | . | S21 | . | T026 | 0.42 | 83.8595
DK_CA_Aarhus | . | S21 | . | T027 | 0.42 | 83.8595
DK_CA_Aarhus | . | S21 | . | T028 | 0.42 | 83.8595
DK_CA_Aarhus | . | S21 | . | T029 | 0.42 | 83.8595
DK_CA_Aarhus | . | S21 | . | T030 | 0.3 | 59.8996
DK_CA_Aarhus | . | S21 | . | T031 | 0.3 | 59.8996
DK_CA_Aarhus | . | S21 | . | T032 | 0.19 | 37.9364
DK_CA_Aarhus | . | S21 | . | T033 | 0.19 | 37.9364
DK_CA_Aarhus | . | S21 | . | T034 | 0.12 | 23.9598
DK_CA_Aarhus | . | S21 | . | T035 | 0.06 | 11.9799
DK_CA_Aarhus | . | S21 | . | T036 | 0.03 | 5.99
DK_CA_Aarhus | . | S21 | . | T037 | 0.03 | 5.99
DK_CA_Aarhus | . | S21 | . | T038 | 0.03 | 5.99
DK_CA_Aarhus | . | S21 | . | T039 | 0.03 | 5.99
DK_CA_Aarhus | . | S21 | . | T040 | 0.06 | 11.9799
DK_CA_Aarhus | . | S21 | . | T041 | 0.06 | 11.9799
DK_CA_Aarhus | . | S21 | . | T042 | 0.06 | 11.9799
DK_CA_Aarhus | . | S21 | . | T043 | 0.12 | 23.9598
DK_CA_Aarhus | . | S21 | . | T044 | 0.12 | 23.9598
DK_CA_Aarhus | . | S21 | . | T045 | 0.12 | 23.9598
DK_CA_Aarhus | . | S21 | . | T046 | 0.06 | 11.9799
DK_CA_Aarhus | . | S21 | . | T047 | 0.06 | 11.9799
DK_CA_Aarhus | . | S21 | . | T048 | 0.03 | 5.99
DK_CA_Aarhus | . | S21 | . | T049 | 0.03 | 5.99
DK_CA_Aarhus | . | S21 | . | T050 | 0 | 0
DK_CA_Aarhus | . | S21 | . | T051 | 0 | 0
DK_CA_Aarhus | . | S21 | . | T052 | 0 | 0
DK_CA_Aarhus | . | S21 | . | T053 | 0 | 0
DK_CA_Aarhus | . | S21 | . | T054 | 0 | 0
DK_CA_Aarhus | . | S21 | . | T055 | 0 | 0
DK_CA_Aarhus | . | S21 | . | T056 | 0 | 0
DK_CA_Aarhus | . | S21 | . | T057 | 0 | 0
DK_CA_Aarhus | . | S21 | . | T058 | 0 | 0
DK_CA_Aarhus | . | S21 | . | T059 | 0 | 0
DK_CA_Aarhus | . | S21 | . | T060 | 0 | 0
DK_CA_Aarhus | . | S21 | . | T061 | 0 | 0
DK_CA_Aarhus | . | S21 | . | T062 | 0 | 0
DK_CA_Aarhus | . | S21 | . | T063 | 0 | 0
DK_CA_Aarhus | . | S21 | . | T064 | 0 | 0
DK_CA_Aarhus | . | S21 | . | T065 | 0 | 0
DK_CA_Aarhus | . | S21 | . | T066 | 0.03 | 5.99
DK_CA_Aarhus | . | S21 | . | T067 | 0.06 | 11.9799
DK_CA_Aarhus | . | S21 | . | T068 | 0.06 | 11.9799
DK_CA_Aarhus | . | S21 | . | T069 | 0.06 | 11.9799
DK_CA_Aarhus | . | S21 | . | T070 | 0.06 | 11.9799
DK_CA_Aarhus | . | S21 | . | T071 | 0.06 | 11.9799
DK_CA_Aarhus | . | S21 | . | T072 | 0.03 | 5.99
DK_CA_Aarhus | . | S21 | . | T073 | 0 | 0
DK_CA_Aarhus | . | S21 | . | T074 | 0 | 0
DK_CA_Aarhus | . | S21 | . | T075 | 0 | 0
DK_CA_Aarhus | . | S21 | . | T076 | 0 | 0
DK_CA_Aarhus | . | S21 | . | T077 | 0 | 0
DK_CA_Aarhus | . | S21 | . | T078 | 0 | 0
DK_CA_Aarhus | . | S21 | . | T079 | 0 | 0
DK_CA_Aarhus | . | S21 | . | T080 | 0 | 0
DK_CA_Aarhus | . | S21 | . | T081 | 0 | 0
DK_CA_Aarhus | . | S21 | . | T082 | 0 | 0
DK_CA_Aarhus | . | S21 | . | T083 | 0 | 0
DK_CA_Aarhus | . | S21 | . | T084 | 0 | 0
DK_CA_Aarhus | . | S21 | . | T085 | 0 | 0
DK_CA_Aarhus | . | S21 | . | T086 | 0 | 0
DK_CA_Aarhus | . | S21 | . | T087 | 0 | 0
DK_CA_Aarhus | . | S21 | . | T088 | 0 | 0
DK_CA_Aarhus | . | S21 | . | T089 | 0 | 0
DK_CA_Aarhus | . | S21 | . | T090 | 0 | 0
DK_CA_Aarhus | . | S21 | . | T091 | 0.03 | 5.99
DK_CA_Aarhus | . | S21 | . | T092 | 0.03 | 5.99
DK_CA_Aarhus | . | S21 | . | T093 | 0.03 | 5.99
DK_CA_Aarhus | . | S21 | . | T094 | 0.03 | 5.99
DK_CA_Aarhus | . | S21 | . | T095 | 0.03 | 5.99
DK_CA_Aarhus | . | S21 | . | T096 | 0.03 | 5.99
DK_CA_Aarhus | . | S21 | . | T097 | 0.03 | 5.99
DK_CA_Aarhus | . | S21 | . | T098 | 0.06 | 11.9799
DK_CA_Aarhus | . | S21 | . | T099 | 0.06 | 11.9799
DK_CA_Aarhus | . | S21 | . | T100 | 0.06 | 11.9799
DK_CA_Aarhus | . | S21 | . | T101 | 0.12 | 23.9598
DK_CA_Aarhus | . | S21 | . | T102 | 0.12 | 23.9598
DK_CA_Aarhus | . | S21 | . | T103 | 0.12 | 23.9598
DK_CA_Aarhus | . | S21 | . | T104 | 0.12 | 23.9598
DK_CA_Aarhus | . | S21 | . | T105 | 0.19 | 37.9364
DK_CA_Aarhus | . | S21 | . | T106 | 0.19 | 37.9364
DK_CA_Aarhus | . | S21 | . | T107 | 0.3 | 59.8996
DK_CA_Aarhus | . | S21 | . | T108 | 0.3 | 59.8996
DK_CA_Aarhus | . | S21 | . | T109 | 0.3 | 59.8996
DK_CA_Aarhus | . | S21 | . | T110 | 0.42 | 83.8595
DK_CA_Aarhus | . | S21 | . | T111 | 0.42 | 83.8595
DK_CA_Aarhus | . | S21 | . | T112 | 0.42 | 83.8595
DK_CA_Aarhus | . | S21 | . | T113 | 0.57 | 113.8093
DK_CA_Aarhus | . | S21 | . | T114 | 0.57 | 113.8093
DK_CA_Aarhus | . | S21 | . | T115 | 0.57 | 113.8093
DK_CA_Aarhus | . | S21 | . | T116 | 0.57 | 113.8093
DK_CA_Aarhus | . | S21 | . | T117 | 0.57 | 113.8093
DK_CA_Aarhus | . | S21 | . | T118 | 0.42 | 83.8595
DK_CA_Aarhus | . | S21 | . | T119 | 0.42 | 83.8595
DK_CA_Aarhus | . | S21 | . | T120 | 0.3 | 59.8996
DK_CA_Aarhus | . | S21 | . | T121 | 0.3 | 59.8996
DK_CA_Aarhus | . | S21 | . | T122 | 0.3 | 59.8996
DK_CA_Aarhus | . | S21 | . | T123 | 0.3 | 59.8996
DK_CA_Aarhus | . | S21 | . | T124 | 0.19 | 37.9364
DK_CA_Aarhus | . | S21 | . | T125 | 0.19 | 37.9364
DK_CA_Aarhus | . | S21 | . | T126 | 0.12 | 23.9598
DK_CA_Aarhus | . | S21 | . | T127 | 0.06 | 11.9799
DK_CA_Aarhus | . | S21 | . | T128 | 0.19 | 37.9364
DK_CA_Aarhus | . | S21 | . | T129 | 0.12 | 23.9598
DK_CA_Aarhus | . | S21 | . | T130 | 0.12 | 23.9598
DK_CA_Aarhus | . | S21 | . | T131 | 0.06 | 11.9799
DK_CA_Aarhus | . | S21 | . | T132 | 0.03 | 5.99
DK_CA_Aarhus | . | S21 | . | T133 | 0.03 | 5.99
DK_CA_Aarhus | . | S21 | . | T134 | 0.03 | 5.99
DK_CA_Aarhus | . | S21 | . | T135 | 0.03 | 5.99
DK_CA_Aarhus | . | S21 | . | T136 | 0.03 | 5.99
DK_CA_Aarhus | . | S21 | . | T137 | 0.03 | 5.99
DK_CA_Aarhus | . | S21 | . | T138 | 0.03 | 5.99
DK_CA_Aarhus | . | S21 | . | T139 | 0.03 | 5.99
DK_CA_Aarhus | . | S21 | . | T140 | 0.03 | 5.99
DK_CA_Aarhus | . | S21 | . | T141 | 0 | 0
DK_CA_Aarhus | . | S21 | . | T142 | 0 | 0
DK_CA_Aarhus | . | S21 | . | T143 | 0 | 0
DK_CA_Aarhus | . | S21 | . | T144 | 0 | 0
DK_CA_Aarhus | . | S21 | . | T145 | 0 | 0
DK_CA_Aarhus | . | S21 | . | T146 | 0.03 | 5.99
DK_CA_Aarhus | . | S21 | . | T147 | 0.06 | 11.9799
DK_CA_Aarhus | . | S21 | . | T148 | 0.06 | 11.9799
DK_CA_Aarhus | . | S21 | . | T149 | 0.06 | 11.9799
DK_CA_Aarhus | . | S21 | . | T150 | 0.03 | 5.99
DK_CA_Aarhus | . | S21 | . | T151 | 0.03 | 5.99
DK_CA_Aarhus | . | S21 | . | T152 | 0 | 0
DK_CA_Aarhus | . | S21 | . | T153 | 0 | 0
DK_CA_Aarhus | . | S21 | . | T154 | 0 | 0
DK_CA_Aarhus | . | S21 | . | T155 | 0 | 0
DK_CA_Aarhus | . | S21 | . | T156 | 0.03 | 5.99
DK_CA_Aarhus | . | S21 | . | T157 | 0.03 | 5.99
DK_CA_Aarhus | . | S21 | . | T158 | 0.03 | 5.99
DK_CA_Aarhus | . | S21 | . | T159 | 0.03 | 5.99
DK_CA_Aarhus | . | S21 | . | T160 | 0.06 | 11.9799
DK_CA_Aarhus | . | S21 | . | T161 | 0.06 | 11.9799
DK_CA_Aarhus | . | S21 | . | T162 | 0.06 | 11.9799
DK_CA_Aarhus | . | S21 | . | T163 | 0.12 | 23.9598
DK_CA_Aarhus | . | S21 | . | T164 | 0.19 | 37.9364
DK_CA_Aarhus | . | S21 | . | T165 | 0.19 | 37.9364
DK_CA_Aarhus | . | S21 | . | T166 | 0.3 | 59.8996
DK_CA_Aarhus | . | S21 | . | T167 | 0.3 | 59.8996
DK_CA_Aarhus | . | S21 | . | T168 | 0.42 | 83.8595
DK_CA_Aarhus | . | S22 | . | T001 | 0.3 | 59.8996
DK_CA_Aarhus | . | S22 | . | T002 | 0.3 | 59.8996
DK_CA_Aarhus | . | S22 | . | T003 | 0.3 | 59.8996
DK_CA_Aarhus | . | S22 | . | T004 | 0.19 | 37.9364
DK_CA_Aarhus | . | S22 | . | T005 | 0.19 | 37.9364
DK_CA_Aarhus | . | S22 | . | T006 | 0.12 | 23.9598
DK_CA_Aarhus | . | S22 | . | T007 | 0.06 | 11.9799
DK_CA_Aarhus | . | S22 | . | T008 | 0.03 | 5.99
DK_CA_Aarhus | . | S22 | . | T009 | 0 | 0
DK_CA_Aarhus | . | S22 | . | T010 | 0 | 0
DK_CA_Aarhus | . | S22 | . | T011 | 0.03 | 5.99
DK_CA_Aarhus | . | S22 | . | T012 | 0.12 | 23.9598
DK_CA_Aarhus | . | S22 | . | T013 | 0.3 | 59.8996
DK_CA_Aarhus | . | S22 | . | T014 | 0.42 | 83.8595
DK_CA_Aarhus | . | S22 | . | T015 | 0.57 | 113.8093
DK_CA_Aarhus | . | S22 | . | T016 | 0.72 | 143.7591
DK_CA_Aarhus | . | S22 | . | T017 | 0.72 | 143.7591
DK_CA_Aarhus | . | S22 | . | T018 | 0.72 | 143.7591
DK_CA_Aarhus | . | S22 | . | T019 | 0.72 | 143.7591
DK_CA_Aarhus | . | S22 | . | T020 | 0.72 | 143.7591
DK_CA_Aarhus | . | S22 | . | T021 | 0.72 | 143.7591
DK_CA_Aarhus | . | S22 | . | T022 | 0.72 | 143.7591
DK_CA_Aarhus | . | S22 | . | T023 | 0.72 | 143.7591
DK_CA_Aarhus | . | S22 | . | T024 | 0.85 | 169.7156
DK_CA_Aarhus | . | S22 | . | T025 | 0.85 | 169.7156
DK_CA_Aarhus | . | S22 | . | T026 | 0.85 | 169.7156
DK_CA_Aarhus | . | S22 | . | T027 | 0.85 | 169.7156
DK_CA_Aarhus | . | S22 | . | T028 | 0.85 | 169.7156
DK_CA_Aarhus | . | S22 | . | T029 | 0.72 | 143.7591
DK_CA_Aarhus | . | S22 | . | T030 | 0.72 | 143.7591
DK_CA_Aarhus | . | S22 | . | T031 | 0.72 | 143.7591
DK_CA_Aarhus | . | S22 | . | T032 | 0.72 | 143.7591
DK_CA_Aarhus | . | S22 | . | T033 | 0.72 | 143.7591
DK_CA_Aarhus | . | S22 | . | T034 | 0.72 | 143.7591
DK_CA_Aarhus | . | S22 | . | T035 | 0.72 | 143.7591
DK_CA_Aarhus | . | S22 | . | T036 | 0.72 | 143.7591
DK_CA_Aarhus | . | S22 | . | T037 | 0.72 | 143.7591
DK_CA_Aarhus | . | S22 | . | T038 | 0.57 | 113.8093
DK_CA_Aarhus | . | S22 | . | T039 | 0.57 | 113.8093
DK_CA_Aarhus | . | S22 | . | T040 | 0.57 | 113.8093
DK_CA_Aarhus | . | S22 | . | T041 | 0.57 | 113.8093
DK_CA_Aarhus | . | S22 | . | T042 | 0.57 | 113.8093
DK_CA_Aarhus | . | S22 | . | T043 | 0.57 | 113.8093
DK_CA_Aarhus | . | S22 | . | T044 | 0.57 | 113.8093
DK_CA_Aarhus | . | S22 | . | T045 | 0.57 | 113.8093
DK_CA_Aarhus | . | S22 | . | T046 | 0.57 | 113.8093
DK_CA_Aarhus | . | S22 | . | T047 | 0.57 | 113.8093
DK_CA_Aarhus | . | S22 | . | T048 | 0.57 | 113.8093
DK_CA_Aarhus | . | S22 | . | T049 | 0.72 | 143.7591
DK_CA_Aarhus | . | S22 | . | T050 | 0.85 | 169.7156
DK_CA_Aarhus | . | S22 | . | T051 | 0.95 | 189.6821
DK_CA_Aarhus | . | S22 | . | T052 | 0.99 | 197.6688
DK_CA_Aarhus | . | S22 | . | T053 | 1 | 199.6654
DK_CA_Aarhus | . | S22 | . | T054 | 1 | 199.6654
DK_CA_Aarhus | . | S22 | . | T055 | 1 | 199.6654
DK_CA_Aarhus | . | S22 | . | T056 | 1 | 199.6654
DK_CA_Aarhus | . | S22 | . | T057 | 1 | 199.6654
DK_CA_Aarhus | . | S22 | . | T058 | 1 | 199.6654
DK_CA_Aarhus | . | S22 | . | T059 | 1 | 199.6654
DK_CA_Aarhus | . | S22 | . | T060 | 1 | 199.6654
DK_CA_Aarhus | . | S22 | . | T061 | 1 | 199.6654
DK_CA_Aarhus | . | S22 | . | T062 | 1 | 199.6654
DK_CA_Aarhus | . | S22 | . | T063 | 1 | 199.6654
DK_CA_Aarhus | . | S22 | . | T064 | 1 | 199.6654
DK_CA_Aarhus | . | S22 | . | T065 | 1 | 199.6654
DK_CA_Aarhus | . | S22 | . | T066 | 1 | 199.6654
DK_CA_Aarhus | . | S22 | . | T067 | 1 | 199.6654
DK_CA_Aarhus | . | S22 | . | T068 | 1 | 199.6654
DK_CA_Aarhus | . | S22 | . | T069 | 0.99 | 197.6688
DK_CA_Aarhus | . | S22 | . | T070 | 0.99 | 197.6688
DK_CA_Aarhus | . | S22 | . | T071 | 0.95 | 189.6821
DK_CA_Aarhus | . | S22 | . | T072 | 0.95 | 189.6821
DK_CA_Aarhus | . | S22 | . | T073 | 0.85 | 169.7156
DK_CA_Aarhus | . | S22 | . | T074 | 0.85 | 169.7156
DK_CA_Aarhus | . | S22 | . | T075 | 0.72 | 143.7591
DK_CA_Aarhus | . | S22 | . | T076 | 0.72 | 143.7591
DK_CA_Aarhus | . | S22 | . | T077 | 0.72 | 143.7591
DK_CA_Aarhus | . | S22 | . | T078 | 0.57 | 113.8093
DK_CA_Aarhus | . | S22 | . | T079 | 0.57 | 113.8093
DK_CA_Aarhus | . | S22 | . | T080 | 0.57 | 113.8093
DK_CA_Aarhus | . | S22 | . | T081 | 0.42 | 83.8595
DK_CA_Aarhus | . | S22 | . | T082 | 0.3 | 59.8996
DK_CA_Aarhus | . | S22 | . | T083 | 0.3 | 59.8996
DK_CA_Aarhus | . | S22 | . | T084 | 0.3 | 59.8996
DK_CA_Aarhus | . | S22 | . | T085 | 0.3 | 59.8996
DK_CA_Aarhus | . | S22 | . | T086 | 0.3 | 59.8996
DK_CA_Aarhus | . | S22 | . | T087 | 0.3 | 59.8996
DK_CA_Aarhus | . | S22 | . | T088 | 0.3 | 59.8996
DK_CA_Aarhus | . | S22 | . | T089 | 0.3 | 59.8996
DK_CA_Aarhus | . | S22 | . | T090 | 0.19 | 37.9364
DK_CA_Aarhus | . | S22 | . | T091 | 0.19 | 37.9364
DK_CA_Aarhus | . | S22 | . | T092 | 0.19 | 37.9364
DK_CA_Aarhus | . | S22 | . | T093 | 0.19 | 37.9364
DK_CA_Aarhus | . | S22 | . | T094 | 0.12 | 23.9598
DK_CA_Aarhus | . | S22 | . | T095 | 0.12 | 23.9598
DK_CA_Aarhus | . | S22 | . | T096 | 0.12 | 23.9598
DK_CA_Aarhus | . | S22 | . | T097 | 0.12 | 23.9598
DK_CA_Aarhus | . | S22 | . | T098 | 0.19 | 37.9364
DK_CA_Aarhus | . | S22 | . | T099 | 0.3 | 59.8996
DK_CA_Aarhus | . | S22 | . | T100 | 0.3 | 59.8996
DK_CA_Aarhus | . | S22 | . | T101 | 0.3 | 59.8996
DK_CA_Aarhus | . | S22 | . | T102 | 0.3 | 59.8996
DK_CA_Aarhus | . | S22 | . | T103 | 0.3 | 59.8996
DK_CA_Aarhus | . | S22 | . | T104 | 0.42 | 83.8595
DK_CA_Aarhus | . | S22 | . | T105 | 0.42 | 83.8595
DK_CA_Aarhus | . | S22 | . | T106 | 0.3 | 59.8996
DK_CA_Aarhus | . | S22 | . | T107 | 0.42 | 83.8595
DK_CA_Aarhus | . | S22 | . | T108 | 0.42 | 83.8595
DK_CA_Aarhus | . | S22 | . | T109 | 0.57 | 113.8093
DK_CA_Aarhus | . | S22 | . | T110 | 0.57 | 113.8093
DK_CA_Aarhus | . | S22 | . | T111 | 0.57 | 113.8093
DK_CA_Aarhus | . | S22 | . | T112 | 0.57 | 113.8093
DK_CA_Aarhus | . | S22 | . | T113 | 0.57 | 113.8093
DK_CA_Aarhus | . | S22 | . | T114 | 0.57 | 113.8093
DK_CA_Aarhus | . | S22 | . | T115 | 0.57 | 113.8093
DK_CA_Aarhus | . | S22 | . | T116 | 0.57 | 113.8093
DK_CA_Aarhus | . | S22 | . | T117 | 0.57 | 113.8093
DK_CA_Aarhus | . | S22 | . | T118 | 0.72 | 143.7591
DK_CA_Aarhus | . | S22 | . | T119 | 0.72 | 143.7591
DK_CA_Aarhus | . | S22 | . | T120 | 0.72 | 143.7591
DK_CA_Aarhus | . | S22 | . | T121 | 0.72 | 143.7591
DK_CA_Aarhus | . | S22 | . | T122 | 0.72 | 143.7591
DK_CA_Aarhus | . | S22 | . | T123 | 0.57 | 113.8093
DK_CA_Aarhus | . | S22 | . | T124 | 0.57 | 113.8093
DK_CA_Aarhus | . | S22 | . | T125 | 0.57 | 113.8093
DK_CA_Aarhus | . | S22 | . | T126 | 0.57 | 113.8093
DK_CA_Aarhus | . | S22 | . | T127 | 0.57 | 113.8093
DK_CA_Aarhus | . | S22 | . | T128 | 0.42 | 83.8595
DK_CA_Aarhus | . | S22 | . | T129 | 0.42 | 83.8595
DK_CA_Aarhus | . | S22 | . | T130 | 0.3 | 59.8996
DK_CA_Aarhus | . | S22 | . | T131 | 0.3 | 59.8996
DK_CA_Aarhus | . | S22 | . | T132 | 0.3 | 59.8996
DK_CA_Aarhus | . | S22 | . | T133 | 0.3 | 59.8996
DK_CA_Aarhus | . | S22 | . | T134 | 0.42 | 83.8595
DK_CA_Aarhus | . | S22 | . | T135 | 0.57 | 113.8093
DK_CA_Aarhus | . | S22 | . | T136 | 0.42 | 83.8595
DK_CA_Aarhus | . | S22 | . | T137 | 0.57 | 113.8093
DK_CA_Aarhus | . | S22 | . | T138 | 0.57 | 113.8093
DK_CA_Aarhus | . | S22 | . | T139 | 0.57 | 113.8093
DK_CA_Aarhus | . | S22 | . | T140 | 0.42 | 83.8595
DK_CA_Aarhus | . | S22 | . | T141 | 0.42 | 83.8595
DK_CA_Aarhus | . | S22 | . | T142 | 0.3 | 59.8996
DK_CA_Aarhus | . | S22 | . | T143 | 0.3 | 59.8996
DK_CA_Aarhus | . | S22 | . | T144 | 0.3 | 59.8996
DK_CA_Aarhus | . | S22 | . | T145 | 0.3 | 59.8996
DK_CA_Aarhus | . | S22 | . | T146 | 0.42 | 83.8595
DK_CA_Aarhus | . | S22 | . | T147 | 0.57 | 113.8093
DK_CA_Aarhus | . | S22 | . | T148 | 0.57 | 113.8093
DK_CA_Aarhus | . | S22 | . | T149 | 0.57 | 113.8093
DK_CA_Aarhus | . | S22 | . | T150 | 0.42 | 83.8595
DK_CA_Aarhus | . | S22 | . | T151 | 0.42 | 83.8595
DK_CA_Aarhus | . | S22 | . | T152 | 0.42 | 83.8595
DK_CA_Aarhus | . | S22 | . | T153 | 0.3 | 59.8996
DK_CA_Aarhus | . | S22 | . | T154 | 0.12 | 23.9598
DK_CA_Aarhus | . | S22 | . | T155 | 0.19 | 37.9364
DK_CA_Aarhus | . | S22 | . | T156 | 0.42 | 83.8595
DK_CA_Aarhus | . | S22 | . | T157 | 0.57 | 113.8093
DK_CA_Aarhus | . | S22 | . | T158 | 0.72 | 143.7591
DK_CA_Aarhus | . | S22 | . | T159 | 0.95 | 189.6821
DK_CA_Aarhus | . | S22 | . | T160 | 0.99 | 197.6688
DK_CA_Aarhus | . | S22 | . | T161 | 1 | 199.6654
DK_CA_Aarhus | . | S22 | . | T162 | 1 | 199.6654
DK_CA_Aarhus | . | S22 | . | T163 | 1 | 199.6654
DK_CA_Aarhus | . | S22 | . | T164 | 1 | 199.6654
DK_CA_Aarhus | . | S22 | . | T165 | 1 | 199.6654
DK_CA_Aarhus | . | S22 | . | T166 | 1 | 199.6654
DK_CA_Aarhus | . | S22 | . | T167 | 1 | 199.6654
DK_CA_Aarhus | . | S22 | . | T168 | 1 | 199.6654
DK_CA_Aarhus | . | S23 | . | T001 | 1 | 199.6654
DK_CA_Aarhus | . | S23 | . | T002 | 1 | 199.6654
DK_CA_Aarhus | . | S23 | . | T003 | 1 | 199.6654
DK_CA_Aarhus | . | S23 | . | T004 | 1 | 199.6654
DK_CA_Aarhus | . | S23 | . | T005 | 1 | 199.6654
DK_CA_Aarhus | . | S23 | . | T006 | 1 | 199.6654
DK_CA_Aarhus | . | S23 | . | T007 | 1 | 199.6654
DK_CA_Aarhus | . | S23 | . | T008 | 1 | 199.6654
DK_CA_Aarhus | . | S23 | . | T009 | 1 | 199.6654
DK_CA_Aarhus | . | S23 | . | T010 | 1 | 199.6654
DK_CA_Aarhus | . | S23 | . | T011 | 1 | 199.6654
DK_CA_Aarhus | . | S23 | . | T012 | 1 | 199.6654
DK_CA_Aarhus | . | S23 | . | T013 | 1 | 199.6654
DK_CA_Aarhus | . | S23 | . | T014 | 1 | 199.6654
DK_CA_Aarhus | . | S23 | . | T015 | 1 | 199.6654
DK_CA_Aarhus | . | S23 | . | T016 | 1 | 199.6654
DK_CA_Aarhus | . | S23 | . | T017 | 1 | 199.6654
DK_CA_Aarhus | . | S23 | . | T018 | 1 | 199.6654
DK_CA_Aarhus | . | S23 | . | T019 | 1 | 199.6654
DK_CA_Aarhus | . | S23 | . | T020 | 1 | 199.6654
DK_CA_Aarhus | . | S23 | . | T021 | 1 | 199.6654
DK_CA_Aarhus | . | S23 | . | T022 | 1 | 199.6654
DK_CA_Aarhus | . | S23 | . | T023 | 1 | 199.6654
DK_CA_Aarhus | . | S23 | . | T024 | 0.99 | 197.6688
DK_CA_Aarhus | . | S23 | . | T025 | 0.99 | 197.6688
DK_CA_Aarhus | . | S23 | . | T026 | 0.99 | 197.6688
DK_CA_Aarhus | . | S23 | . | T027 | 0.95 | 189.6821
DK_CA_Aarhus | . | S23 | . | T028 | 0.85 | 169.7156
DK_CA_Aarhus | . | S23 | . | T029 | 0.72 | 143.7591
DK_CA_Aarhus | . | S23 | . | T030 | 0.72 | 143.7591
DK_CA_Aarhus | . | S23 | . | T031 | 0.57 | 113.8093
DK_CA_Aarhus | . | S23 | . | T032 | 0.42 | 83.8595
DK_CA_Aarhus | . | S23 | . | T033 | 0.42 | 83.8595
DK_CA_Aarhus | . | S23 | . | T034 | 0.42 | 83.8595
DK_CA_Aarhus | . | S23 | . | T035 | 0.57 | 113.8093
DK_CA_Aarhus | . | S23 | . | T036 | 0.57 | 113.8093
DK_CA_Aarhus | . | S23 | . | T037 | 0.72 | 143.7591
DK_CA_Aarhus | . | S23 | . | T038 | 0.72 | 143.7591
DK_CA_Aarhus | . | S23 | . | T039 | 0.72 | 143.7591
DK_CA_Aarhus | . | S23 | . | T040 | 0.72 | 143.7591
DK_CA_Aarhus | . | S23 | . | T041 | 0.72 | 143.7591
DK_CA_Aarhus | . | S23 | . | T042 | 0.72 | 143.7591
DK_CA_Aarhus | . | S23 | . | T043 | 0.72 | 143.7591
DK_CA_Aarhus | . | S23 | . | T044 | 0.72 | 143.7591
DK_CA_Aarhus | . | S23 | . | T045 | 0.72 | 143.7591
DK_CA_Aarhus | . | S23 | . | T046 | 0.72 | 143.7591
DK_CA_Aarhus | . | S23 | . | T047 | 0.72 | 143.7591
DK_CA_Aarhus | . | S23 | . | T048 | 0.72 | 143.7591
DK_CA_Aarhus | . | S23 | . | T049 | 0.57 | 113.8093
DK_CA_Aarhus | . | S23 | . | T050 | 0.57 | 113.8093
DK_CA_Aarhus | . | S23 | . | T051 | 0.57 | 113.8093
DK_CA_Aarhus | . | S23 | . | T052 | 0.42 | 83.8595
DK_CA_Aarhus | . | S23 | . | T053 | 0.3 | 59.8996
DK_CA_Aarhus | . | S23 | . | T054 | 0.19 | 37.9364
DK_CA_Aarhus | . | S23 | . | T055 | 0.19 | 37.9364
DK_CA_Aarhus | . | S23 | . | T056 | 0.12 | 23.9598
DK_CA_Aarhus | . | S23 | . | T057 | 0.12 | 23.9598
DK_CA_Aarhus | . | S23 | . | T058 | 0.12 | 23.9598
DK_CA_Aarhus | . | S23 | . | T059 | 0.12 | 23.9598
DK_CA_Aarhus | . | S23 | . | T060 | 0.12 | 23.9598
DK_CA_Aarhus | . | S23 | . | T061 | 0.12 | 23.9598
DK_CA_Aarhus | . | S23 | . | T062 | 0.19 | 37.9364
DK_CA_Aarhus | . | S23 | . | T063 | 0.19 | 37.9364
DK_CA_Aarhus | . | S23 | . | T064 | 0.19 | 37.9364
DK_CA_Aarhus | . | S23 | . | T065 | 0.3 | 59.8996
DK_CA_Aarhus | . | S23 | . | T066 | 0.3 | 59.8996
DK_CA_Aarhus | . | S23 | . | T067 | 0.3 | 59.8996
DK_CA_Aarhus | . | S23 | . | T068 | 0.3 | 59.8996
DK_CA_Aarhus | . | S23 | . | T069 | 0.3 | 59.8996
DK_CA_Aarhus | . | S23 | . | T070 | 0.3 | 59.8996
DK_CA_Aarhus | . | S23 | . | T071 | 0.3 | 59.8996
DK_CA_Aarhus | . | S23 | . | T072 | 0.19 | 37.9364
DK_CA_Aarhus | . | S23 | . | T073 | 0.19 | 37.9364
DK_CA_Aarhus | . | S23 | . | T074 | 0.19 | 37.9364
DK_CA_Aarhus | . | S23 | . | T075 | 0.12 | 23.9598
DK_CA_Aarhus | . | S23 | . | T076 | 0.12 | 23.9598
DK_CA_Aarhus | . | S23 | . | T077 | 0.12 | 23.9598
DK_CA_Aarhus | . | S23 | . | T078 | 0.12 | 23.9598
DK_CA_Aarhus | . | S23 | . | T079 | 0.12 | 23.9598
DK_CA_Aarhus | . | S23 | . | T080 | 0.06 | 11.9799
DK_CA_Aarhus | . | S23 | . | T081 | 0.06 | 11.9799
DK_CA_Aarhus | . | S23 | . | T082 | 0.12 | 23.9598
DK_CA_Aarhus | . | S23 | . | T083 | 0.12 | 23.9598
DK_CA_Aarhus | . | S23 | . | T084 | 0.19 | 37.9364
DK_CA_Aarhus | . | S23 | . | T085 | 0.19 | 37.9364
DK_CA_Aarhus | . | S23 | . | T086 | 0.19 | 37.9364
DK_CA_Aarhus | . | S23 | . | T087 | 0.3 | 59.8996
DK_CA_Aarhus | . | S23 | . | T088 | 0.3 | 59.8996
DK_CA_Aarhus | . | S23 | . | T089 | 0.3 | 59.8996
DK_CA_Aarhus | . | S23 | . | T090 | 0.3 | 59.8996
DK_CA_Aarhus | . | S23 | . | T091 | 0.3 | 59.8996
DK_CA_Aarhus | . | S23 | . | T092 | 0.3 | 59.8996
DK_CA_Aarhus | . | S23 | . | T093 | 0.3 | 59.8996
DK_CA_Aarhus | . | S23 | . | T094 | 0.3 | 59.8996
DK_CA_Aarhus | . | S23 | . | T095 | 0.42 | 83.8595
DK_CA_Aarhus | . | S23 | . | T096 | 0.42 | 83.8595
DK_CA_Aarhus | . | S23 | . | T097 | 0.57 | 113.8093
DK_CA_Aarhus | . | S23 | . | T098 | 0.57 | 113.8093
DK_CA_Aarhus | . | S23 | . | T099 | 0.72 | 143.7591
DK_CA_Aarhus | . | S23 | . | T100 | 0.85 | 169.7156
DK_CA_Aarhus | . | S23 | . | T101 | 0.85 | 169.7156
DK_CA_Aarhus | . | S23 | . | T102 | 0.85 | 169.7156
DK_CA_Aarhus | . | S23 | . | T103 | 0.85 | 169.7156
DK_CA_Aarhus | . | S23 | . | T104 | 0.95 | 189.6821
DK_CA_Aarhus | . | S23 | . | T105 | 0.99 | 197.6688
DK_CA_Aarhus | . | S23 | . | T106 | 0.99 | 197.6688
DK_CA_Aarhus | . | S23 | . | T107 | 0.99 | 197.6688
DK_CA_Aarhus | . | S23 | . | T108 | 0.99 | 197.6688
DK_CA_Aarhus | . | S23 | . | T109 | 0.99 | 197.6688
DK_CA_Aarhus | . | S23 | . | T110 | 0.99 | 197.6688
DK_CA_Aarhus | . | S23 | . | T111 | 0.99 | 197.6688
DK_CA_Aarhus | . | S23 | . | T112 | 0.99 | 197.6688
DK_CA_Aarhus | . | S23 | . | T113 | 0.99 | 197.6688
DK_CA_Aarhus | . | S23 | . | T114 | 0.95 | 189.6821
DK_CA_Aarhus | . | S23 | . | T115 | 0.99 | 197.6688
DK_CA_Aarhus | . | S23 | . | T116 | 0.95 | 189.6821
DK_CA_Aarhus | . | S23 | . | T117 | 0.95 | 189.6821
DK_CA_Aarhus | . | S23 | . | T118 | 0.95 | 189.6821
DK_CA_Aarhus | . | S23 | . | T119 | 0.85 | 169.7156
DK_CA_Aarhus | . | S23 | . | T120 | 0.85 | 169.7156
DK_CA_Aarhus | . | S23 | . | T121 | 0.85 | 169.7156
DK_CA_Aarhus | . | S23 | . | T122 | 0.72 | 143.7591
DK_CA_Aarhus | . | S23 | . | T123 | 0.57 | 113.8093
DK_CA_Aarhus | . | S23 | . | T124 | 0.57 | 113.8093
DK_CA_Aarhus | . | S23 | . | T125 | 0.57 | 113.8093
DK_CA_Aarhus | . | S23 | . | T126 | 0.57 | 113.8093
DK_CA_Aarhus | . | S23 | . | T127 | 0.72 | 143.7591
DK_CA_Aarhus | . | S23 | . | T128 | 0.72 | 143.7591
DK_CA_Aarhus | . | S23 | . | T129 | 0.72 | 143.7591
DK_CA_Aarhus | . | S23 | . | T130 | 0.72 | 143.7591
DK_CA_Aarhus | . | S23 | . | T131 | 0.57 | 113.8093
DK_CA_Aarhus | . | S23 | . | T132 | 0.57 | 113.8093
DK_CA_Aarhus | . | S23 | . | T133 | 0.42 | 83.8595
DK_CA_Aarhus | . | S23 | . | T134 | 0.42 | 83.8595
DK_CA_Aarhus | . | S23 | . | T135 | 0.42 | 83.8595
DK_CA_Aarhus | . | S23 | . | T136 | 0.3 | 59.8996
DK_CA_Aarhus | . | S23 | . | T137 | 0.3 | 59.8996
DK_CA_Aarhus | . | S23 | . | T138 | 0.3 | 59.8996
DK_CA_Aarhus | . | S23 | . | T139 | 0.19 | 37.9364
DK_CA_Aarhus | . | S23 | . | T140 | 0.19 | 37.9364
DK_CA_Aarhus | . | S23 | . | T141 | 0.19 | 37.9364
DK_CA_Aarhus | . | S23 | . | T142 | 0.3 | 59.8996
DK_CA_Aarhus | . | S23 | . | T143 | 0.3 | 59.8996
DK_CA_Aarhus | . | S23 | . | T144 | 0.3 | 59.8996
DK_CA_Aarhus | . | S23 | . | T145 | 0.3 | 59.8996
DK_CA_Aarhus | . | S23 | . | T146 | 0.3 | 59.8996
DK_CA_Aarhus | . | S23 | . | T147 | 0.3 | 59.8996
DK_CA_Aarhus | . | S23 | . | T148 | 0.19 | 37.9364
DK_CA_Aarhus | . | S23 | . | T149 | 0.19 | 37.9364
DK_CA_Aarhus | . | S23 | . | T150 | 0.19 | 37.9364
DK_CA_Aarhus | . | S23 | . | T151 | 0.19 | 37.9364
DK_CA_Aarhus | . | S23 | . | T152 | 0.19 | 37.9364
DK_CA_Aarhus | . | S23 | . | T153 | 0.19 | 37.9364
DK_CA_Aarhus | . | S23 | . | T154 | 0.19 | 37.9364
DK_CA_Aarhus | . | S23 | . | T155 | 0.12 | 23.9598
DK_CA_Aarhus | . | S23 | . | T156 | 0.06 | 11.9799
DK_CA_Aarhus | . | S23 | . | T157 | 0.06 | 11.9799
DK_CA_Aarhus | . | S23 | . | T158 | 0.06 | 11.9799
DK_CA_Aarhus | . | S23 | . | T159 | 0.12 | 23.9598
DK_CA_Aarhus | . | S23 | . | T160 | 0.12 | 23.9598
DK_CA_Aarhus | . | S23 | . | T161 | 0.12 | 23.9598
DK_CA_Aarhus | . | S23 | . | T162 | 0.06 | 11.9799
DK_CA_Aarhus | . | S23 | . | T163 | 0.06 | 11.9799
DK_CA_Aarhus | . | S23 | . | T164 | 0.03 | 5.99
DK_CA_Aarhus | . | S23 | . | T165 | 0.03 | 5.99
DK_CA_Aarhus | . | S23 | . | T166 | 0.03 | 5.99
DK_CA_Aarhus | . | S23 | . | T167 | 0.03 | 5.99
DK_CA_Aarhus | . | S23 | . | T168 | 0.06 | 11.9799
DK_CA_Aarhus | . | S24 | . | T001 | 0.06 | 11.9799
DK_CA_Aarhus | . | S24 | . | T002 | 0.03 | 5.99
DK_CA_Aarhus | . | S24 | . | T003 | 0.03 | 5.99
DK_CA_Aarhus | . | S24 | . | T004 | 0 | 0
DK_CA_Aarhus | . | S24 | . | T005 | 0 | 0
DK_CA_Aarhus | . | S24 | . | T006 | 0 | 0
DK_CA_Aarhus | . | S24 | . | T007 | 0 | 0
DK_CA_Aarhus | . | S24 | . | T008 | 0.03 | 5.99
DK_CA_Aarhus | . | S24 | . | T009 | 0.06 | 11.9799
DK_CA_Aarhus | . | S24 | . | T010 | 0.06 | 11.9799
DK_CA_Aarhus | . | S24 | . | T011 | 0.03 | 5.99
DK_CA_Aarhus | . | S24 | . | T012 | 0.03 | 5.99
DK_CA_Aarhus | . | S24 | . | T013 | 0 | 0
DK_CA_Aarhus | . | S24 | . | T014 | 0 | 0
DK_CA_Aarhus | . | S24 | . | T015 | 0 | 0
DK_CA_Aarhus | . | S24 | . | T016 | 0 | 0
DK_CA_Aarhus | . | S24 | . | T017 | 0 | 0
DK_CA_Aarhus | . | S24 | . | T018 | 0.03 | 5.99
DK_CA_Aarhus | . | S24 | . | T019 | 0.06 | 11.9799
DK_CA_Aarhus | . | S24 | . | T020 | 0.12 | 23.9598
DK_CA_Aarhus | . | S24 | . | T021 | 0.12 | 23.9598
DK_CA_Aarhus | . | S24 | . | T022 | 0.19 | 37.9364
DK_CA_Aarhus | . | S24 | . | T023 | 0.19 | 37.9364
DK_CA_Aarhus | . | S24 | . | T024 | 0.19 | 37.9364
DK_CA_Aarhus | . | S24 | . | T025 | 0.19 | 37.9364
DK_CA_Aarhus | . | S24 | . | T026 | 0.3 | 59.8996
DK_CA_Aarhus | . | S24 | . | T027 | 0.3 | 59.8996
DK_CA_Aarhus | . | S24 | . | T028 | 0.3 | 59.8996
DK_CA_Aarhus | . | S24 | . | T029 | 0.3 | 59.8996
DK_CA_Aarhus | . | S24 | . | T030 | 0.3 | 59.8996
DK_CA_Aarhus | . | S24 | . | T031 | 0.42 | 83.8595
DK_CA_Aarhus | . | S24 | . | T032 | 0.42 | 83.8595
DK_CA_Aarhus | . | S24 | . | T033 | 0.42 | 83.8595
DK_CA_Aarhus | . | S24 | . | T034 | 0.42 | 83.8595
DK_CA_Aarhus | . | S24 | . | T035 | 0.57 | 113.8093
DK_CA_Aarhus | . | S24 | . | T036 | 0.57 | 113.8093
DK_CA_Aarhus | . | S24 | . | T037 | 0.57 | 113.8093
DK_CA_Aarhus | . | S24 | . | T038 | 0.57 | 113.8093
DK_CA_Aarhus | . | S24 | . | T039 | 0.57 | 113.8093
DK_CA_Aarhus | . | S24 | . | T040 | 0.57 | 113.8093
DK_CA_Aarhus | . | S24 | . | T041 | 0.57 | 113.8093
DK_CA_Aarhus | . | S24 | . | T042 | 0.57 | 113.8093
DK_CA_Aarhus | . | S24 | . | T043 | 0.57 | 113.8093
DK_CA_Aarhus | . | S24 | . | T044 | 0.72 | 143.7591
DK_CA_Aarhus | . | S24 | . | T045 | 0.95 | 189.6821
DK_CA_Aarhus | . | S24 | . | T046 | 0.95 | 189.6821
DK_CA_Aarhus | . | S24 | . | T047 | 0.95 | 189.6821
DK_CA_Aarhus | . | S24 | . | T048 | 0.95 | 189.6821
DK_CA_Aarhus | . | S24 | . | T049 | 0.95 | 189.6821
DK_CA_Aarhus | . | S24 | . | T050 | 0.95 | 189.6821
DK_CA_Aarhus | . | S24 | . | T051 | 0.85 | 169.7156
DK_CA_Aarhus | . | S24 | . | T052 | 0.85 | 169.7156
DK_CA_Aarhus | . | S24 | . | T053 | 0.85 | 169.7156
DK_CA_Aarhus | . | S24 | . | T054 | 0.85 | 169.7156
DK_CA_Aarhus | . | S24 | . | T055 | 0.85 | 169.7156
DK_CA_Aarhus | . | S24 | . | T056 | 0.85 | 169.7156
DK_CA_Aarhus | . | S24 | . | T057 | 0.85 | 169.7156
DK_CA_Aarhus | . | S24 | . | T058 | 0.72 | 143.7591
DK_CA_Aarhus | . | S24 | . | T059 | 0.72 | 143.7591
DK_CA_Aarhus | . | S24 | . | T060 | 0.57 | 113.8093
DK_CA_Aarhus | . | S24 | . | T061 | 0.57 | 113.8093
DK_CA_Aarhus | . | S24 | . | T062 | 0.57 | 113.8093
DK_CA_Aarhus | . | S24 | . | T063 | 0.42 | 83.8595
DK_CA_Aarhus | . | S24 | . | T064 | 0.42 | 83.8595
DK_CA_Aarhus | . | S24 | . | T065 | 0.42 | 83.8595
DK_CA_Aarhus | . | S24 | . | T066 | 0.42 | 83.8595
DK_CA_Aarhus | . | S24 | . | T067 | 0.42 | 83.8595
DK_CA_Aarhus | . | S24 | . | T068 | 0.3 | 59.8996
DK_CA_Aarhus | . | S24 | . | T069 | 0.3 | 59.8996
DK_CA_Aarhus | . | S24 | . | T070 | 0.3 | 59.8996
DK_CA_Aarhus | . | S24 | . | T071 | 0.3 | 59.8996
DK_CA_Aarhus | . | S24 | . | T072 | 0.3 | 59.8996
DK_CA_Aarhus | . | S24 | . | T073 | 0.3 | 59.8996
DK_CA_Aarhus | . | S24 | . | T074 | 0.3 | 59.8996
DK_CA_Aarhus | . | S24 | . | T075 | 0.3 | 59.8996
DK_CA_Aarhus | . | S24 | . | T076 | 0.3 | 59.8996
DK_CA_Aarhus | . | S24 | . | T077 | 0.19 | 37.9364
DK_CA_Aarhus | . | S24 | . | T078 | 0.19 | 37.9364
DK_CA_Aarhus | . | S24 | . | T079 | 0.19 | 37.9364
DK_CA_Aarhus | . | S24 | . | T080 | 0.19 | 37.9364
DK_CA_Aarhus | . | S24 | . | T081 | 0.12 | 23.9598
DK_CA_Aarhus | . | S24 | . | T082 | 0.12 | 23.9598
DK_CA_Aarhus | . | S24 | . | T083 | 0.12 | 23.9598
DK_CA_Aarhus | . | S24 | . | T084 | 0.06 | 11.9799
DK_CA_Aarhus | . | S24 | . | T085 | 0.06 | 11.9799
DK_CA_Aarhus | . | S24 | . | T086 | 0.06 | 11.9799
DK_CA_Aarhus | . | S24 | . | T087 | 0.03 | 5.99
DK_CA_Aarhus | . | S24 | . | T088 | 0.03 | 5.99
DK_CA_Aarhus | . | S24 | . | T089 | 0.03 | 5.99
DK_CA_Aarhus | . | S24 | . | T090 | 0 | 0
DK_CA_Aarhus | . | S24 | . | T091 | 0 | 0
DK_CA_Aarhus | . | S24 | . | T092 | 0 | 0
DK_CA_Aarhus | . | S24 | . | T093 | 0 | 0
DK_CA_Aarhus | . | S24 | . | T094 | 0 | 0
DK_CA_Aarhus | . | S24 | . | T095 | 0.03 | 5.99
DK_CA_Aarhus | . | S24 | . | T096 | 0.03 | 5.99
DK_CA_Aarhus | . | S24 | . | T097 | 0.06 | 11.9799
DK_CA_Aarhus | . | S24 | . | T098 | 0.06 | 11.9799
DK_CA_Aarhus | . | S24 | . | T099 | 0.06 | 11.9799
DK_CA_Aarhus | . | S24 | . | T100 | 0.06 | 11.9799
DK_CA_Aarhus | . | S24 | . | T101 | 0.12 | 23.9598
DK_CA_Aarhus | . | S24 | . | T102 | 0.12 | 23.9598
DK_CA_Aarhus | . | S24 | . | T103 | 0.12 | 23.9598
DK_CA_Aarhus | . | S24 | . | T104 | 0.12 | 23.9598
DK_CA_Aarhus | . | S24 | . | T105 | 0.12 | 23.9598
DK_CA_Aarhus | . | S24 | . | T106 | 0.12 | 23.9598
DK_CA_Aarhus | . | S24 | . | T107 | 0.06 | 11.9799
DK_CA_Aarhus | . | S24 | . | T108 | 0.06 | 11.9799
DK_CA_Aarhus | . | S24 | . | T109 | 0.06 | 11.9799
DK_CA_Aarhus | . | S24 | . | T110 | 0.06 | 11.9799
DK_CA_Aarhus | . | S24 | . | T111 | 0.06 | 11.9799
DK_CA_Aarhus | . | S24 | . | T112 | 0.06 | 11.9799
DK_CA_Aarhus | . | S24 | . | T113 | 0.06 | 11.9799
DK_CA_Aarhus | . | S24 | . | T114 | 0.06 | 11.9799
DK_CA_Aarhus | . | S24 | . | T115 | 0.03 | 5.99
DK_CA_Aarhus | . | S24 | . | T116 | 0.03 | 5.99
DK_CA_Aarhus | . | S24 | . | T117 | 0.03 | 5.99
DK_CA_Aarhus | . | S24 | . | T118 | 0.03 | 5.99
DK_CA_Aarhus | . | S24 | . | T119 | 0 | 0
DK_CA_Aarhus | . | S24 | . | T120 | 0 | 0
DK_CA_Aarhus | . | S24 | . | T121 | 0 | 0
DK_CA_Aarhus | . | S24 | . | T122 | 0 | 0
DK_CA_Aarhus | . | S24 | . | T123 | 0 | 0
DK_CA_Aarhus | . | S24 | . | T124 | 0 | 0
DK_CA_Aarhus | . | S24 | . | T125 | 0 | 0
DK_CA_Aarhus | . | S24 | . | T126 | 0 | 0
DK_CA_Aarhus | . | S24 | . | T127 | 0 | 0
DK_CA_Aarhus | . | S24 | . | T128 | 0.03 | 5.99
DK_CA_Aarhus | . | S24 | . | T129 | 0.12 | 23.9598
DK_CA_Aarhus | . | S24 | . | T130 | 0.19 | 37.9364
DK_CA_Aarhus | . | S24 | . | T131 | 0.19 | 37.9364
DK_CA_Aarhus | . | S24 | . | T132 | 0.3 | 59.8996
DK_CA_Aarhus | . | S24 | . | T133 | 0.3 | 59.8996
DK_CA_Aarhus | . | S24 | . | T134 | 0.19 | 37.9364
DK_CA_Aarhus | . | S24 | . | T135 | 0.19 | 37.9364
DK_CA_Aarhus | . | S24 | . | T136 | 0.19 | 37.9364
DK_CA_Aarhus | . | S24 | . | T137 | 0.3 | 59.8996
DK_CA_Aarhus | . | S24 | . | T138 | 0.57 | 113.8093
DK_CA_Aarhus | . | S24 | . | T139 | 0.72 | 143.7591
DK_CA_Aarhus | . | S24 | . | T140 | 0.57 | 113.8093
DK_CA_Aarhus | . | S24 | . | T141 | 0.42 | 83.8595
DK_CA_Aarhus | . | S24 | . | T142 | 0.72 | 143.7591
DK_CA_Aarhus | . | S24 | . | T143 | 0.85 | 169.7156
DK_CA_Aarhus | . | S24 | . | T144 | 0.99 | 197.6688
DK_CA_Aarhus | . | S24 | . | T145 | 1 | 199.6654
DK_CA_Aarhus | . | S24 | . | T146 | 1 | 199.6654
DK_CA_Aarhus | . | S24 | . | T147 | 1 | 199.6654
DK_CA_Aarhus | . | S24 | . | T148 | 0.99 | 197.6688
DK_CA_Aarhus | . | S24 | . | T149 | 0.85 | 169.7156
DK_CA_Aarhus | . | S24 | . | T150 | 0.57 | 113.8093
DK_CA_Aarhus | . | S24 | . | T151 | 0.42 | 83.8595
DK_CA_Aarhus | . | S24 | . | T152 | 0.3 | 59.8996
DK_CA_Aarhus | . | S24 | . | T153 | 0.3 | 59.8996
DK_CA_Aarhus | . | S24 | . | T154 | 0.3 | 59.8996
DK_CA_Aarhus | . | S24 | . | T155 | 0.19 | 37.9364
DK_CA_Aarhus | . | S24 | . | T156 | 0.19 | 37.9364
DK_CA_Aarhus | . | S24 | . | T157 | 0.19 | 37.9364
DK_CA_Aarhus | . | S24 | . | T158 | 0.19 | 37.9364
DK_CA_Aarhus | . | S24 | . | T159 | 0.12 | 23.9598
DK_CA_Aarhus | . | S24 | . | T160 | 0.06 | 11.9799
DK_CA_Aarhus | . | S24 | . | T161 | 0.03 | 5.99
DK_CA_Aarhus | . | S24 | . | T162 | 0.03 | 5.99
DK_CA_Aarhus | . | S24 | . | T163 | 0.03 | 5.99
DK_CA_Aarhus | . | S24 | . | T164 | 0.06 | 11.9799
DK_CA_Aarhus | . | S24 | . | T165 | 0.06 | 11.9799
DK_CA_Aarhus | . | S24 | . | T166 | 0.06 | 11.9799
DK_CA_Aarhus | . | S24 | . | T167 | 0.03 | 5.99
DK_CA_Aarhus | . | S24 | . | T168 | 0.03 | 5.99
DK_CA_Aarhus | . | S25 | . | T001 | 0.03 | 5.99
DK_CA_Aarhus | . | S25 | . | T002 | 0.03 | 5.99
DK_CA_Aarhus | . | S25 | . | T003 | 0.06 | 11.9799
DK_CA_Aarhus | . | S25 | . | T004 | 0.12 | 23.9598
DK_CA_Aarhus | . | S25 | . | T005 | 0.3 | 59.8996
DK_CA_Aarhus | . | S25 | . | T006 | 0.3 | 59.8996
DK_CA_Aarhus | . | S25 | . | T007 | 0.3 | 59.8996
DK_CA_Aarhus | . | S25 | . | T008 | 0.3 | 59.8996
DK_CA_Aarhus | . | S25 | . | T009 | 0.3 | 59.8996
DK_CA_Aarhus | . | S25 | . | T010 | 0.3 | 59.8996
DK_CA_Aarhus | . | S25 | . | T011 | 0.3 | 59.8996
DK_CA_Aarhus | . | S25 | . | T012 | 0.3 | 59.8996
DK_CA_Aarhus | . | S25 | . | T013 | 0.3 | 59.8996
DK_CA_Aarhus | . | S25 | . | T014 | 0.57 | 113.8093
DK_CA_Aarhus | . | S25 | . | T015 | 0.72 | 143.7591
DK_CA_Aarhus | . | S25 | . | T016 | 0.72 | 143.7591
DK_CA_Aarhus | . | S25 | . | T017 | 0.85 | 169.7156
DK_CA_Aarhus | . | S25 | . | T018 | 0.85 | 169.7156
DK_CA_Aarhus | . | S25 | . | T019 | 0.85 | 169.7156
DK_CA_Aarhus | . | S25 | . | T020 | 0.85 | 169.7156
DK_CA_Aarhus | . | S25 | . | T021 | 0.72 | 143.7591
DK_CA_Aarhus | . | S25 | . | T022 | 0.57 | 113.8093
DK_CA_Aarhus | . | S25 | . | T023 | 0.42 | 83.8595
DK_CA_Aarhus | . | S25 | . | T024 | 0.3 | 59.8996
DK_CA_Aarhus | . | S25 | . | T025 | 0.3 | 59.8996
DK_CA_Aarhus | . | S25 | . | T026 | 0.42 | 83.8595
DK_CA_Aarhus | . | S25 | . | T027 | 0.57 | 113.8093
DK_CA_Aarhus | . | S25 | . | T028 | 0.57 | 113.8093
DK_CA_Aarhus | . | S25 | . | T029 | 0.57 | 113.8093
DK_CA_Aarhus | . | S25 | . | T030 | 0.57 | 113.8093
DK_CA_Aarhus | . | S25 | . | T031 | 0.57 | 113.8093
DK_CA_Aarhus | . | S25 | . | T032 | 0.57 | 113.8093
DK_CA_Aarhus | . | S25 | . | T033 | 0.57 | 113.8093
DK_CA_Aarhus | . | S25 | . | T034 | 0.57 | 113.8093
DK_CA_Aarhus | . | S25 | . | T035 | 0.57 | 113.8093
DK_CA_Aarhus | . | S25 | . | T036 | 0.57 | 113.8093
DK_CA_Aarhus | . | S25 | . | T037 | 0.57 | 113.8093
DK_CA_Aarhus | . | S25 | . | T038 | 0.57 | 113.8093
DK_CA_Aarhus | . | S25 | . | T039 | 0.72 | 143.7591
DK_CA_Aarhus | . | S25 | . | T040 | 0.72 | 143.7591
DK_CA_Aarhus | . | S25 | . | T041 | 0.72 | 143.7591
DK_CA_Aarhus | . | S25 | . | T042 | 0.72 | 143.7591
DK_CA_Aarhus | . | S25 | . | T043 | 0.72 | 143.7591
DK_CA_Aarhus | . | S25 | . | T044 | 0.72 | 143.7591
DK_CA_Aarhus | . | S25 | . | T045 | 0.72 | 143.7591
DK_CA_Aarhus | . | S25 | . | T046 | 0.72 | 143.7591
DK_CA_Aarhus | . | S25 | . | T047 | 0.72 | 143.7591
DK_CA_Aarhus | . | S25 | . | T048 | 0.72 | 143.7591
DK_CA_Aarhus | . | S25 | . | T049 | 0.72 | 143.7591
DK_CA_Aarhus | . | S25 | . | T050 | 0.72 | 143.7591
DK_CA_Aarhus | . | S25 | . | T051 | 0.57 | 113.8093
DK_CA_Aarhus | . | S25 | . | T052 | 0.57 | 113.8093
DK_CA_Aarhus | . | S25 | . | T053 | 0.57 | 113.8093
DK_CA_Aarhus | . | S25 | . | T054 | 0.57 | 113.8093
DK_CA_Aarhus | . | S25 | . | T055 | 0.42 | 83.8595
DK_CA_Aarhus | . | S25 | . | T056 | 0.42 | 83.8595
DK_CA_Aarhus | . | S25 | . | T057 | 0.42 | 83.8595
DK_CA_Aarhus | . | S25 | . | T058 | 0.42 | 83.8595
DK_CA_Aarhus | . | S25 | . | T059 | 0.3 | 59.8996
DK_CA_Aarhus | . | S25 | . | T060 | 0.3 | 59.8996
DK_CA_Aarhus | . | S25 | . | T061 | 0.19 | 37.9364
DK_CA_Aarhus | . | S25 | . | T062 | 0.19 | 37.9364
DK_CA_Aarhus | . | S25 | . | T063 | 0.12 | 23.9598
DK_CA_Aarhus | . | S25 | . | T064 | 0.12 | 23.9598
DK_CA_Aarhus | . | S25 | . | T065 | 0.06 | 11.9799
DK_CA_Aarhus | . | S25 | . | T066 | 0.06 | 11.9799
DK_CA_Aarhus | . | S25 | . | T067 | 0.06 | 11.9799
DK_CA_Aarhus | . | S25 | . | T068 | 0.06 | 11.9799
DK_CA_Aarhus | . | S25 | . | T069 | 0.12 | 23.9598
DK_CA_Aarhus | . | S25 | . | T070 | 0.19 | 37.9364
DK_CA_Aarhus | . | S25 | . | T071 | 0.3 | 59.8996
DK_CA_Aarhus | . | S25 | . | T072 | 0.3 | 59.8996
DK_CA_Aarhus | . | S25 | . | T073 | 0.42 | 83.8595
DK_CA_Aarhus | . | S25 | . | T074 | 0.42 | 83.8595
DK_CA_Aarhus | . | S25 | . | T075 | 0.57 | 113.8093
DK_CA_Aarhus | . | S25 | . | T076 | 0.72 | 143.7591
DK_CA_Aarhus | . | S25 | . | T077 | 0.72 | 143.7591
DK_CA_Aarhus | . | S25 | . | T078 | 0.72 | 143.7591
DK_CA_Aarhus | . | S25 | . | T079 | 0.85 | 169.7156
DK_CA_Aarhus | . | S25 | . | T080 | 0.85 | 169.7156
DK_CA_Aarhus | . | S25 | . | T081 | 0.85 | 169.7156
DK_CA_Aarhus | . | S25 | . | T082 | 0.85 | 169.7156
DK_CA_Aarhus | . | S25 | . | T083 | 0.95 | 189.6821
DK_CA_Aarhus | . | S25 | . | T084 | 0.95 | 189.6821
DK_CA_Aarhus | . | S25 | . | T085 | 0.95 | 189.6821
DK_CA_Aarhus | . | S25 | . | T086 | 0.95 | 189.6821
DK_CA_Aarhus | . | S25 | . | T087 | 0.85 | 169.7156
DK_CA_Aarhus | . | S25 | . | T088 | 0.85 | 169.7156
DK_CA_Aarhus | . | S25 | . | T089 | 0.72 | 143.7591
DK_CA_Aarhus | . | S25 | . | T090 | 0.57 | 113.8093
DK_CA_Aarhus | . | S25 | . | T091 | 0.57 | 113.8093
DK_CA_Aarhus | . | S25 | . | T092 | 0.42 | 83.8595
DK_CA_Aarhus | . | S25 | . | T093 | 0.42 | 83.8595
DK_CA_Aarhus | . | S25 | . | T094 | 0.42 | 83.8595
DK_CA_Aarhus | . | S25 | . | T095 | 0.42 | 83.8595
DK_CA_Aarhus | . | S25 | . | T096 | 0.42 | 83.8595
DK_CA_Aarhus | . | S25 | . | T097 | 0.3 | 59.8996
DK_CA_Aarhus | . | S25 | . | T098 | 0.3 | 59.8996
DK_CA_Aarhus | . | S25 | . | T099 | 0.3 | 59.8996
DK_CA_Aarhus | . | S25 | . | T100 | 0.3 | 59.8996
DK_CA_Aarhus | . | S25 | . | T101 | 0.3 | 59.8996
DK_CA_Aarhus | . | S25 | . | T102 | 0.3 | 59.8996
DK_CA_Aarhus | . | S25 | . | T103 | 0.42 | 83.8595
DK_CA_Aarhus | . | S25 | . | T104 | 0.42 | 83.8595
DK_CA_Aarhus | . | S25 | . | T105 | 0.42 | 83.8595
DK_CA_Aarhus | . | S25 | . | T106 | 0.42 | 83.8595
DK_CA_Aarhus | . | S25 | . | T107 | 0.42 | 83.8595
DK_CA_Aarhus | . | S25 | . | T108 | 0.42 | 83.8595
DK_CA_Aarhus | . | S25 | . | T109 | 0.42 | 83.8595
DK_CA_Aarhus | . | S25 | . | T110 | 0.57 | 113.8093
DK_CA_Aarhus | . | S25 | . | T111 | 0.57 | 113.8093
DK_CA_Aarhus | . | S25 | . | T112 | 0.57 | 113.8093
DK_CA_Aarhus | . | S25 | . | T113 | 0.72 | 143.7591
DK_CA_Aarhus | . | S25 | . | T114 | 0.72 | 143.7591
DK_CA_Aarhus | . | S25 | . | T115 | 0.72 | 143.7591
DK_CA_Aarhus | . | S25 | . | T116 | 0.72 | 143.7591
DK_CA_Aarhus | . | S25 | . | T117 | 0.72 | 143.7591
DK_CA_Aarhus | . | S25 | . | T118 | 0.72 | 143.7591
DK_CA_Aarhus | . | S25 | . | T119 | 0.72 | 143.7591
DK_CA_Aarhus | . | S25 | . | T120 | 0.72 | 143.7591
DK_CA_Aarhus | . | S25 | . | T121 | 0.72 | 143.7591
DK_CA_Aarhus | . | S25 | . | T122 | 0.72 | 143.7591
DK_CA_Aarhus | . | S25 | . | T123 | 0.72 | 143.7591
DK_CA_Aarhus | . | S25 | . | T124 | 0.72 | 143.7591
DK_CA_Aarhus | . | S25 | . | T125 | 0.72 | 143.7591
DK_CA_Aarhus | . | S25 | . | T126 | 0.72 | 143.7591
DK_CA_Aarhus | . | S25 | . | T127 | 0.57 | 113.8093
DK_CA_Aarhus | . | S25 | . | T128 | 0.42 | 83.8595
DK_CA_Aarhus | . | S25 | . | T129 | 0.42 | 83.8595
DK_CA_Aarhus | . | S25 | . | T130 | 0.3 | 59.8996
DK_CA_Aarhus | . | S25 | . | T131 | 0.3 | 59.8996
DK_CA_Aarhus | . | S25 | . | T132 | 0.3 | 59.8996
DK_CA_Aarhus | . | S25 | . | T133 | 0.3 | 59.8996
DK_CA_Aarhus | . | S25 | . | T134 | 0.3 | 59.8996
DK_CA_Aarhus | . | S25 | . | T135 | 0.42 | 83.8595
DK_CA_Aarhus | . | S25 | . | T136 | 0.57 | 113.8093
DK_CA_Aarhus | . | S25 | . | T137 | 0.57 | 113.8093
DK_CA_Aarhus | . | S25 | . | T138 | 0.72 | 143.7591
DK_CA_Aarhus | . | S25 | . | T139 | 0.72 | 143.7591
DK_CA_Aarhus | . | S25 | . | T140 | 0.57 | 113.8093
DK_CA_Aarhus | . | S25 | . | T141 | 0.57 | 113.8093
DK_CA_Aarhus | . | S25 | . | T142 | 0.57 | 113.8093
DK_CA_Aarhus | . | S25 | . | T143 | 0.57 | 113.8093
DK_CA_Aarhus | . | S25 | . | T144 | 0.57 | 113.8093
DK_CA_Aarhus | . | S25 | . | T145 | 0.57 | 113.8093
DK_CA_Aarhus | . | S25 | . | T146 | 0.72 | 143.7591
DK_CA_Aarhus | . | S25 | . | T147 | 0.72 | 143.7591
DK_CA_Aarhus | . | S25 | . | T148 | 0.72 | 143.7591
DK_CA_Aarhus | . | S25 | . | T149 | 0.57 | 113.8093
DK_CA_Aarhus | . | S25 | . | T150 | 0.57 | 113.8093
DK_CA_Aarhus | . | S25 | . | T151 | 0.57 | 113.8093
DK_CA_Aarhus | . | S25 | . | T152 | 0.57 | 113.8093
DK_CA_Aarhus | . | S25 | . | T153 | 0.57 | 113.8093
DK_CA_Aarhus | . | S25 | . | T154 | 0.57 | 113.8093
DK_CA_Aarhus | . | S25 | . | T155 | 0.57 | 113.8093
DK_CA_Aarhus | . | S25 | . | T156 | 0.42 | 83.8595
DK_CA_Aarhus | . | S25 | . | T157 | 0.42 | 83.8595
DK_CA_Aarhus | . | S25 | . | T158 | 0.42 | 83.8595
DK_CA_Aarhus | . | S25 | . | T159 | 0.42 | 83.8595
DK_CA_Aarhus | . | S25 | . | T160 | 0.42 | 83.8595
DK_CA_Aarhus | . | S25 | . | T161 | 0.42 | 83.8595
DK_CA_Aarhus | . | S25 | . | T162 | 0.42 | 83.8595
DK_CA_Aarhus | . | S25 | . | T163 | 0.42 | 83.8595
DK_CA_Aarhus | . | S25 | . | T164 | 0.42 | 83.8595
DK_CA_Aarhus | . | S25 | . | T165 | 0.3 | 59.8996
DK_CA_Aarhus | . | S25 | . | T166 | 0.3 | 59.8996
DK_CA_Aarhus | . | S25 | . | T167 | 0.19 | 37.9364
DK_CA_Aarhus | . | S25 | . | T168 | 0.19 | 37.9364
DK_CA_Aarhus | . | S26 | . | T001 | 0.19 | 37.9364
DK_CA_Aarhus | . | S26 | . | T002 | 0.12 | 23.9598
DK_CA_Aarhus | . | S26 | . | T003 | 0.12 | 23.9598
DK_CA_Aarhus | . | S26 | . | T004 | 0.12 | 23.9598
DK_CA_Aarhus | . | S26 | . | T005 | 0.12 | 23.9598
DK_CA_Aarhus | . | S26 | . | T006 | 0.12 | 23.9598
DK_CA_Aarhus | . | S26 | . | T007 | 0.12 | 23.9598
DK_CA_Aarhus | . | S26 | . | T008 | 0.12 | 23.9598
DK_CA_Aarhus | . | S26 | . | T009 | 0.12 | 23.9598
DK_CA_Aarhus | . | S26 | . | T010 | 0.12 | 23.9598
DK_CA_Aarhus | . | S26 | . | T011 | 0.06 | 11.9799
DK_CA_Aarhus | . | S26 | . | T012 | 0.06 | 11.9799
DK_CA_Aarhus | . | S26 | . | T013 | 0.06 | 11.9799
DK_CA_Aarhus | . | S26 | . | T014 | 0.06 | 11.9799
DK_CA_Aarhus | . | S26 | . | T015 | 0.06 | 11.9799
DK_CA_Aarhus | . | S26 | . | T016 | 0.06 | 11.9799
DK_CA_Aarhus | . | S26 | . | T017 | 0.06 | 11.9799
DK_CA_Aarhus | . | S26 | . | T018 | 0.06 | 11.9799
DK_CA_Aarhus | . | S26 | . | T019 | 0.06 | 11.9799
DK_CA_Aarhus | . | S26 | . | T020 | 0.06 | 11.9799
DK_CA_Aarhus | . | S26 | . | T021 | 0.06 | 11.9799
DK_CA_Aarhus | . | S26 | . | T022 | 0.06 | 11.9799
DK_CA_Aarhus | . | S26 | . | T023 | 0.06 | 11.9799
DK_CA_Aarhus | . | S26 | . | T024 | 0.06 | 11.9799
DK_CA_Aarhus | . | S26 | . | T025 | 0.06 | 11.9799
DK_CA_Aarhus | . | S26 | . | T026 | 0.06 | 11.9799
DK_CA_Aarhus | . | S26 | . | T027 | 0.06 | 11.9799
DK_CA_Aarhus | . | S26 | . | T028 | 0.06 | 11.9799
DK_CA_Aarhus | . | S26 | . | T029 | 0.06 | 11.9799
DK_CA_Aarhus | . | S26 | . | T030 | 0.06 | 11.9799
DK_CA_Aarhus | . | S26 | . | T031 | 0.12 | 23.9598
DK_CA_Aarhus | . | S26 | . | T032 | 0.12 | 23.9598
DK_CA_Aarhus | . | S26 | . | T033 | 0.19 | 37.9364
DK_CA_Aarhus | . | S26 | . | T034 | 0.19 | 37.9364
DK_CA_Aarhus | . | S26 | . | T035 | 0.19 | 37.9364
DK_CA_Aarhus | . | S26 | . | T036 | 0.19 | 37.9364
DK_CA_Aarhus | . | S26 | . | T037 | 0.19 | 37.9364
DK_CA_Aarhus | . | S26 | . | T038 | 0.19 | 37.9364
DK_CA_Aarhus | . | S26 | . | T039 | 0.19 | 37.9364
DK_CA_Aarhus | . | S26 | . | T040 | 0.19 | 37.9364
DK_CA_Aarhus | . | S26 | . | T041 | 0.19 | 37.9364
DK_CA_Aarhus | . | S26 | . | T042 | 0.19 | 37.9364
DK_CA_Aarhus | . | S26 | . | T043 | 0.19 | 37.9364
DK_CA_Aarhus | . | S26 | . | T044 | 0.19 | 37.9364
DK_CA_Aarhus | . | S26 | . | T045 | 0.19 | 37.9364
DK_CA_Aarhus | . | S26 | . | T046 | 0.19 | 37.9364
DK_CA_Aarhus | . | S26 | . | T047 | 0.19 | 37.9364
DK_CA_Aarhus | . | S26 | . | T048 | 0.19 | 37.9364
DK_CA_Aarhus | . | S26 | . | T049 | 0.19 | 37.9364
DK_CA_Aarhus | . | S26 | . | T050 | 0.19 | 37.9364
DK_CA_Aarhus | . | S26 | . | T051 | 0.19 | 37.9364
DK_CA_Aarhus | . | S26 | . | T052 | 0.19 | 37.9364
DK_CA_Aarhus | . | S26 | . | T053 | 0.12 | 23.9598
DK_CA_Aarhus | . | S26 | . | T054 | 0.12 | 23.9598
DK_CA_Aarhus | . | S26 | . | T055 | 0.12 | 23.9598
DK_CA_Aarhus | . | S26 | . | T056 | 0.12 | 23.9598
DK_CA_Aarhus | . | S26 | . | T057 | 0.12 | 23.9598
DK_CA_Aarhus | . | S26 | . | T058 | 0.06 | 11.9799
DK_CA_Aarhus | . | S26 | . | T059 | 0.06 | 11.9799
DK_CA_Aarhus | . | S26 | . | T060 | 0.03 | 5.99
DK_CA_Aarhus | . | S26 | . | T061 | 0.03 | 5.99
DK_CA_Aarhus | . | S26 | . | T062 | 0 | 0
DK_CA_Aarhus | . | S26 | . | T063 | 0 | 0
DK_CA_Aarhus | . | S26 | . | T064 | 0 | 0
DK_CA_Aarhus | . | S26 | . | T065 | 0 | 0
DK_CA_Aarhus | . | S26 | . | T066 | 0 | 0
DK_CA_Aarhus | . | S26 | . | T067 | 0 | 0
DK_CA_Aarhus | . | S26 | . | T068 | 0 | 0
DK_CA_Aarhus | . | S26 | . | T069 | 0 | 0
DK_CA_Aarhus | . | S26 | . | T070 | 0.03 | 5.99
DK_CA_Aarhus | . | S26 | . | T071 | 0.06 | 11.9799
DK_CA_Aarhus | . | S26 | . | T072 | 0.12 | 23.9598
DK_CA_Aarhus | . | S26 | . | T073 | 0.19 | 37.9364
DK_CA_Aarhus | . | S26 | . | T074 | 0.42 | 83.8595
DK_CA_Aarhus | . | S26 | . | T075 | 0.72 | 143.7591
DK_CA_Aarhus | . | S26 | . | T076 | 0.72 | 143.7591
DK_CA_Aarhus | . | S26 | . | T077 | 0.85 | 169.7156
DK_CA_Aarhus | . | S26 | . | T078 | 0.85 | 169.7156
DK_CA_Aarhus | . | S26 | . | T079 | 0.85 | 169.7156
DK_CA_Aarhus | . | S26 | . | T080 | 0.95 | 189.6821
DK_CA_Aarhus | . | S26 | . | T081 | 0.95 | 189.6821
DK_CA_Aarhus | . | S26 | . | T082 | 0.99 | 197.6688
DK_CA_Aarhus | . | S26 | . | T083 | 0.99 | 197.6688
DK_CA_Aarhus | . | S26 | . | T084 | 0.99 | 197.6688
DK_CA_Aarhus | . | S26 | . | T085 | 0.99 | 197.6688
DK_CA_Aarhus | . | S26 | . | T086 | 0.99 | 197.6688
DK_CA_Aarhus | . | S26 | . | T087 | 0.95 | 189.6821
DK_CA_Aarhus | . | S26 | . | T088 | 0.85 | 169.7156
DK_CA_Aarhus | . | S26 | . | T089 | 0.57 | 113.8093
DK_CA_Aarhus | . | S26 | . | T090 | 0.3 | 59.8996
DK_CA_Aarhus | . | S26 | . | T091 | 0.3 | 59.8996
DK_CA_Aarhus | . | S26 | . | T092 | 0.42 | 83.8595
DK_CA_Aarhus | . | S26 | . | T093 | 0.3 | 59.8996
DK_CA_Aarhus | . | S26 | . | T094 | 0.19 | 37.9364
DK_CA_Aarhus | . | S26 | . | T095 | 0.19 | 37.9364
DK_CA_Aarhus | . | S26 | . | T096 | 0.19 | 37.9364
DK_CA_Aarhus | . | S26 | . | T097 | 0.19 | 37.9364
DK_CA_Aarhus | . | S26 | . | T098 | 0.19 | 37.9364
DK_CA_Aarhus | . | S26 | . | T099 | 0.19 | 37.9364
DK_CA_Aarhus | . | S26 | . | T100 | 0.19 | 37.9364
DK_CA_Aarhus | . | S26 | . | T101 | 0.19 | 37.9364
DK_CA_Aarhus | . | S26 | . | T102 | 0.19 | 37.9364
DK_CA_Aarhus | . | S26 | . | T103 | 0.19 | 37.9364
DK_CA_Aarhus | . | S26 | . | T104 | 0.19 | 37.9364
DK_CA_Aarhus | . | S26 | . | T105 | 0.19 | 37.9364
DK_CA_Aarhus | . | S26 | . | T106 | 0.19 | 37.9364
DK_CA_Aarhus | . | S26 | . | T107 | 0.3 | 59.8996
DK_CA_Aarhus | . | S26 | . | T108 | 0.3 | 59.8996
DK_CA_Aarhus | . | S26 | . | T109 | 0.3 | 59.8996
DK_CA_Aarhus | . | S26 | . | T110 | 0.3 | 59.8996
DK_CA_Aarhus | . | S26 | . | T111 | 0.42 | 83.8595
DK_CA_Aarhus | . | S26 | . | T112 | 0.42 | 83.8595
DK_CA_Aarhus | . | S26 | . | T113 | 0.42 | 83.8595
DK_CA_Aarhus | . | S26 | . | T114 | 0.42 | 83.8595
DK_CA_Aarhus | . | S26 | . | T115 | 0.3 | 59.8996
DK_CA_Aarhus | . | S26 | . | T116 | 0.3 | 59.8996
DK_CA_Aarhus | . | S26 | . | T117 | 0.19 | 37.9364
DK_CA_Aarhus | . | S26 | . | T118 | 0.19 | 37.9364
DK_CA_Aarhus | . | S26 | . | T119 | 0.19 | 37.9364
DK_CA_Aarhus | . | S26 | . | T120 | 0.3 | 59.8996
DK_CA_Aarhus | . | S26 | . | T121 | 0.3 | 59.8996
DK_CA_Aarhus | . | S26 | . | T122 | 0.3 | 59.8996
DK_CA_Aarhus | . | S26 | . | T123 | 0.42 | 83.8595
DK_CA_Aarhus | . | S26 | . | T124 | 0.3 | 59.8996
DK_CA_Aarhus | . | S26 | . | T125 | 0.3 | 59.8996
DK_CA_Aarhus | . | S26 | . | T126 | 0.3 | 59.8996
DK_CA_Aarhus | . | S26 | . | T127 | 0.3 | 59.8996
DK_CA_Aarhus | . | S26 | . | T128 | 0.3 | 59.8996
DK_CA_Aarhus | . | S26 | . | T129 | 0.3 | 59.8996
DK_CA_Aarhus | . | S26 | . | T130 | 0.3 | 59.8996
DK_CA_Aarhus | . | S26 | . | T131 | 0.3 | 59.8996
DK_CA_Aarhus | . | S26 | . | T132 | 0.3 | 59.8996
DK_CA_Aarhus | . | S26 | . | T133 | 0.3 | 59.8996
DK_CA_Aarhus | . | S26 | . | T134 | 0.3 | 59.8996
DK_CA_Aarhus | . | S26 | . | T135 | 0.3 | 59.8996
DK_CA_Aarhus | . | S26 | . | T136 | 0.3 | 59.8996
DK_CA_Aarhus | . | S26 | . | T137 | 0.42 | 83.8595
DK_CA_Aarhus | . | S26 | . | T138 | 0.42 | 83.8595
DK_CA_Aarhus | . | S26 | . | T139 | 0.3 | 59.8996
DK_CA_Aarhus | . | S26 | . | T140 | 0.3 | 59.8996
DK_CA_Aarhus | . | S26 | . | T141 | 0.42 | 83.8595
DK_CA_Aarhus | . | S26 | . | T142 | 0.42 | 83.8595
DK_CA_Aarhus | . | S26 | . | T143 | 0.57 | 113.8093
DK_CA_Aarhus | . | S26 | . | T144 | 0.57 | 113.8093
DK_CA_Aarhus | . | S26 | . | T145 | 0.72 | 143.7591
DK_CA_Aarhus | . | S26 | . | T146 | 0.72 | 143.7591
DK_CA_Aarhus | . | S26 | . | T147 | 0.72 | 143.7591
DK_CA_Aarhus | . | S26 | . | T148 | 0.72 | 143.7591
DK_CA_Aarhus | . | S26 | . | T149 | 0.72 | 143.7591
DK_CA_Aarhus | . | S26 | . | T150 | 0.72 | 143.7591
DK_CA_Aarhus | . | S26 | . | T151 | 0.72 | 143.7591
DK_CA_Aarhus | . | S26 | . | T152 | 0.72 | 143.7591
DK_CA_Aarhus | . | S26 | . | T153 | 0.72 | 143.7591
DK_CA_Aarhus | . | S26 | . | T154 | 0.72 | 143.7591
DK_CA_Aarhus | . | S26 | . | T155 | 0.57 | 113.8093
DK_CA_Aarhus | . | S26 | . | T156 | 0.57 | 113.8093
DK_CA_Aarhus | . | S26 | . | T157 | 0.57 | 113.8093
DK_CA_Aarhus | . | S26 | . | T158 | 0.57 | 113.8093
DK_CA_Aarhus | . | S26 | . | T159 | 0.57 | 113.8093
DK_CA_Aarhus | . | S26 | . | T160 | 0.57 | 113.8093
DK_CA_Aarhus | . | S26 | . | T161 | 0.42 | 83.8595
DK_CA_Aarhus | . | S26 | . | T162 | 0.42 | 83.8595
DK_CA_Aarhus | . | S26 | . | T163 | 0.3 | 59.8996
DK_CA_Aarhus | . | S26 | . | T164 | 0.3 | 59.8996
DK_CA_Aarhus | . | S26 | . | T165 | 0.3 | 59.8996
DK_CA_Aarhus | . | S26 | . | T166 | 0.42 | 83.8595
DK_CA_Aarhus | . | S26 | . | T167 | 0.42 | 83.8595
DK_CA_Aarhus | . | S26 | . | T168 | 0.42 | 83.8595
DK_CA_Aarhus | . | S27 | . | T001 | 0.57 | 113.8093
DK_CA_Aarhus | . | S27 | . | T002 | 0.57 | 113.8093
DK_CA_Aarhus | . | S27 | . | T003 | 0.57 | 113.8093
DK_CA_Aarhus | . | S27 | . | T004 | 0.57 | 113.8093
DK_CA_Aarhus | . | S27 | . | T005 | 0.57 | 113.8093
DK_CA_Aarhus | . | S27 | . | T006 | 0.57 | 113.8093
DK_CA_Aarhus | . | S27 | . | T007 | 0.57 | 113.8093
DK_CA_Aarhus | . | S27 | . | T008 | 0.57 | 113.8093
DK_CA_Aarhus | . | S27 | . | T009 | 0.57 | 113.8093
DK_CA_Aarhus | . | S27 | . | T010 | 0.57 | 113.8093
DK_CA_Aarhus | . | S27 | . | T011 | 0.57 | 113.8093
DK_CA_Aarhus | . | S27 | . | T012 | 0.57 | 113.8093
DK_CA_Aarhus | . | S27 | . | T013 | 0.57 | 113.8093
DK_CA_Aarhus | . | S27 | . | T014 | 0.57 | 113.8093
DK_CA_Aarhus | . | S27 | . | T015 | 0.57 | 113.8093
DK_CA_Aarhus | . | S27 | . | T016 | 0.57 | 113.8093
DK_CA_Aarhus | . | S27 | . | T017 | 0.57 | 113.8093
DK_CA_Aarhus | . | S27 | . | T018 | 0.57 | 113.8093
DK_CA_Aarhus | . | S27 | . | T019 | 0.57 | 113.8093
DK_CA_Aarhus | . | S27 | . | T020 | 0.72 | 143.7591
DK_CA_Aarhus | . | S27 | . | T021 | 0.72 | 143.7591
DK_CA_Aarhus | . | S27 | . | T022 | 0.57 | 113.8093
DK_CA_Aarhus | . | S27 | . | T023 | 0.57 | 113.8093
DK_CA_Aarhus | . | S27 | . | T024 | 0.57 | 113.8093
DK_CA_Aarhus | . | S27 | . | T025 | 0.42 | 83.8595
DK_CA_Aarhus | . | S27 | . | T026 | 0.42 | 83.8595
DK_CA_Aarhus | . | S27 | . | T027 | 0.42 | 83.8595
DK_CA_Aarhus | . | S27 | . | T028 | 0.42 | 83.8595
DK_CA_Aarhus | . | S27 | . | T029 | 0.3 | 59.8996
DK_CA_Aarhus | . | S27 | . | T030 | 0.3 | 59.8996
DK_CA_Aarhus | . | S27 | . | T031 | 0.19 | 37.9364
DK_CA_Aarhus | . | S27 | . | T032 | 0.19 | 37.9364
DK_CA_Aarhus | . | S27 | . | T033 | 0.19 | 37.9364
DK_CA_Aarhus | . | S27 | . | T034 | 0.12 | 23.9598
DK_CA_Aarhus | . | S27 | . | T035 | 0.12 | 23.9598
DK_CA_Aarhus | . | S27 | . | T036 | 0.12 | 23.9598
DK_CA_Aarhus | . | S27 | . | T037 | 0.12 | 23.9598
DK_CA_Aarhus | . | S27 | . | T038 | 0.12 | 23.9598
DK_CA_Aarhus | . | S27 | . | T039 | 0.12 | 23.9598
DK_CA_Aarhus | . | S27 | . | T040 | 0.19 | 37.9364
DK_CA_Aarhus | . | S27 | . | T041 | 0.19 | 37.9364
DK_CA_Aarhus | . | S27 | . | T042 | 0.19 | 37.9364
DK_CA_Aarhus | . | S27 | . | T043 | 0.12 | 23.9598
DK_CA_Aarhus | . | S27 | . | T044 | 0.12 | 23.9598
DK_CA_Aarhus | . | S27 | . | T045 | 0.06 | 11.9799
DK_CA_Aarhus | . | S27 | . | T046 | 0.06 | 11.9799
DK_CA_Aarhus | . | S27 | . | T047 | 0.03 | 5.99
DK_CA_Aarhus | . | S27 | . | T048 | 0.03 | 5.99
DK_CA_Aarhus | . | S27 | . | T049 | 0.03 | 5.99
DK_CA_Aarhus | . | S27 | . | T050 | 0 | 0
DK_CA_Aarhus | . | S27 | . | T051 | 0 | 0
DK_CA_Aarhus | . | S27 | . | T052 | 0 | 0
DK_CA_Aarhus | . | S27 | . | T053 | 0 | 0
DK_CA_Aarhus | . | S27 | . | T054 | 0 | 0
DK_CA_Aarhus | . | S27 | . | T055 | 0 | 0
DK_CA_Aarhus | . | S27 | . | T056 | 0 | 0
DK_CA_Aarhus | . | S27 | . | T057 | 0 | 0
DK_CA_Aarhus | . | S27 | . | T058 | 0 | 0
DK_CA_Aarhus | . | S27 | . | T059 | 0 | 0
DK_CA_Aarhus | . | S27 | . | T060 | 0 | 0
DK_CA_Aarhus | . | S27 | . | T061 | 0 | 0
DK_CA_Aarhus | . | S27 | . | T062 | 0 | 0
DK_CA_Aarhus | . | S27 | . | T063 | 0 | 0
DK_CA_Aarhus | . | S27 | . | T064 | 0 | 0
DK_CA_Aarhus | . | S27 | . | T065 | 0 | 0
DK_CA_Aarhus | . | S27 | . | T066 | 0 | 0
DK_CA_Aarhus | . | S27 | . | T067 | 0.03 | 5.99
DK_CA_Aarhus | . | S27 | . | T068 | 0.06 | 11.9799
DK_CA_Aarhus | . | S27 | . | T069 | 0.12 | 23.9598
DK_CA_Aarhus | . | S27 | . | T070 | 0.3 | 59.8996
DK_CA_Aarhus | . | S27 | . | T071 | 0.42 | 83.8595
DK_CA_Aarhus | . | S27 | . | T072 | 0.57 | 113.8093
DK_CA_Aarhus | . | S27 | . | T073 | 0.72 | 143.7591
DK_CA_Aarhus | . | S27 | . | T074 | 0.72 | 143.7591
DK_CA_Aarhus | . | S27 | . | T075 | 0.72 | 143.7591
DK_CA_Aarhus | . | S27 | . | T076 | 0.72 | 143.7591
DK_CA_Aarhus | . | S27 | . | T077 | 0.72 | 143.7591
DK_CA_Aarhus | . | S27 | . | T078 | 0.72 | 143.7591
DK_CA_Aarhus | . | S27 | . | T079 | 0.72 | 143.7591
DK_CA_Aarhus | . | S27 | . | T080 | 0.72 | 143.7591
DK_CA_Aarhus | . | S27 | . | T081 | 0.72 | 143.7591
DK_CA_Aarhus | . | S27 | . | T082 | 0.72 | 143.7591
DK_CA_Aarhus | . | S27 | . | T083 | 0.72 | 143.7591
DK_CA_Aarhus | . | S27 | . | T084 | 0.72 | 143.7591
DK_CA_Aarhus | . | S27 | . | T085 | 0.72 | 143.7591
DK_CA_Aarhus | . | S27 | . | T086 | 0.72 | 143.7591
DK_CA_Aarhus | . | S27 | . | T087 | 0.72 | 143.7591
DK_CA_Aarhus | . | S27 | . | T088 | 0.72 | 143.7591
DK_CA_Aarhus | . | S27 | . | T089 | 0.85 | 169.7156
DK_CA_Aarhus | . | S27 | . | T090 | 0.95 | 189.6821
DK_CA_Aarhus | . | S27 | . | T091 | 0.99 | 197.6688
DK_CA_Aarhus | . | S27 | . | T092 | 0.95 | 189.6821
DK_CA_Aarhus | . | S27 | . | T093 | 0.95 | 189.6821
DK_CA_Aarhus | . | S27 | . | T094 | 0.95 | 189.6821
DK_CA_Aarhus | . | S27 | . | T095 | 0.85 | 169.7156
DK_CA_Aarhus | . | S27 | . | T096 | 0.85 | 169.7156
DK_CA_Aarhus | . | S27 | . | T097 | 0.72 | 143.7591
DK_CA_Aarhus | . | S27 | . | T098 | 0.72 | 143.7591
DK_CA_Aarhus | . | S27 | . | T099 | 0.72 | 143.7591
DK_CA_Aarhus | . | S27 | . | T100 | 0.57 | 113.8093
DK_CA_Aarhus | . | S27 | . | T101 | 0.57 | 113.8093
DK_CA_Aarhus | . | S27 | . | T102 | 0.57 | 113.8093
DK_CA_Aarhus | . | S27 | . | T103 | 0.57 | 113.8093
DK_CA_Aarhus | . | S27 | . | T104 | 0.57 | 113.8093
DK_CA_Aarhus | . | S27 | . | T105 | 0.57 | 113.8093
DK_CA_Aarhus | . | S27 | . | T106 | 0.57 | 113.8093
DK_CA_Aarhus | . | S27 | . | T107 | 0.57 | 113.8093
DK_CA_Aarhus | . | S27 | . | T108 | 0.57 | 113.8093
DK_CA_Aarhus | . | S27 | . | T109 | 0.42 | 83.8595
DK_CA_Aarhus | . | S27 | . | T110 | 0.42 | 83.8595
DK_CA_Aarhus | . | S27 | . | T111 | 0.42 | 83.8595
DK_CA_Aarhus | . | S27 | . | T112 | 0.42 | 83.8595
DK_CA_Aarhus | . | S27 | . | T113 | 0.42 | 83.8595
DK_CA_Aarhus | . | S27 | . | T114 | 0.57 | 113.8093
DK_CA_Aarhus | . | S27 | . | T115 | 0.72 | 143.7591
DK_CA_Aarhus | . | S27 | . | T116 | 0.72 | 143.7591
DK_CA_Aarhus | . | S27 | . | T117 | 0.85 | 169.7156
DK_CA_Aarhus | . | S27 | . | T118 | 0.95 | 189.6821
DK_CA_Aarhus | . | S27 | . | T119 | 0.95 | 189.6821
DK_CA_Aarhus | . | S27 | . | T120 | 0.85 | 169.7156
DK_CA_Aarhus | . | S27 | . | T121 | 0.85 | 169.7156
DK_CA_Aarhus | . | S27 | . | T122 | 0.85 | 169.7156
DK_CA_Aarhus | . | S27 | . | T123 | 0.85 | 169.7156
DK_CA_Aarhus | . | S27 | . | T124 | 0.72 | 143.7591
DK_CA_Aarhus | . | S27 | . | T125 | 0.72 | 143.7591
DK_CA_Aarhus | . | S27 | . | T126 | 0.72 | 143.7591
DK_CA_Aarhus | . | S27 | . | T127 | 0.57 | 113.8093
DK_CA_Aarhus | . | S27 | . | T128 | 0.72 | 143.7591
DK_CA_Aarhus | . | S27 | . | T129 | 0.72 | 143.7591
DK_CA_Aarhus | . | S27 | . | T130 | 0.72 | 143.7591
DK_CA_Aarhus | . | S27 | . | T131 | 0.72 | 143.7591
DK_CA_Aarhus | . | S27 | . | T132 | 0.57 | 113.8093
DK_CA_Aarhus | . | S27 | . | T133 | 0.57 | 113.8093
DK_CA_Aarhus | . | S27 | . | T134 | 0.57 | 113.8093
DK_CA_Aarhus | . | S27 | . | T135 | 0.42 | 83.8595
DK_CA_Aarhus | . | S27 | . | T136 | 0.42 | 83.8595
DK_CA_Aarhus | . | S27 | . | T137 | 0.57 | 113.8093
DK_CA_Aarhus | . | S27 | . | T138 | 0.57 | 113.8093
DK_CA_Aarhus | . | S27 | . | T139 | 0.72 | 143.7591
DK_CA_Aarhus | . | S27 | . | T140 | 0.85 | 169.7156
DK_CA_Aarhus | . | S27 | . | T141 | 0.85 | 169.7156
DK_CA_Aarhus | . | S27 | . | T142 | 0.95 | 189.6821
DK_CA_Aarhus | . | S27 | . | T143 | 0.95 | 189.6821
DK_CA_Aarhus | . | S27 | . | T144 | 0.95 | 189.6821
DK_CA_Aarhus | . | S27 | . | T145 | 0.95 | 189.6821
DK_CA_Aarhus | . | S27 | . | T146 | 0.85 | 169.7156
DK_CA_Aarhus | . | S27 | . | T147 | 0.85 | 169.7156
DK_CA_Aarhus | . | S27 | . | T148 | 0.95 | 189.6821
DK_CA_Aarhus | . | S27 | . | T149 | 0.95 | 189.6821
DK_CA_Aarhus | . | S27 | . | T150 | 0.99 | 197.6688
DK_CA_Aarhus | . | S27 | . | T151 | 0.99 | 197.6688
DK_CA_Aarhus | . | S27 | . | T152 | 0.99 | 197.6688
DK_CA_Aarhus | . | S27 | . | T153 | 1 | 199.6654
DK_CA_Aarhus | . | S27 | . | T154 | 1 | 199.6654
DK_CA_Aarhus | . | S27 | . | T155 | 1 | 199.6654
DK_CA_Aarhus | . | S27 | . | T156 | 1 | 199.6654
DK_CA_Aarhus | . | S27 | . | T157 | 1 | 199.6654
DK_CA_Aarhus | . | S27 | . | T158 | 1 | 199.6654
DK_CA_Aarhus | . | S27 | . | T159 | 1 | 199.6654
DK_CA_Aarhus | . | S27 | . | T160 | 0.95 | 189.6821
DK_CA_Aarhus | . | S27 | . | T161 | 0.85 | 169.7156
DK_CA_Aarhus | . | S27 | . | T162 | 0.72 | 143.7591
DK_CA_Aarhus | . | S27 | . | T163 | 0.57 | 113.8093
DK_CA_Aarhus | . | S27 | . | T164 | 0.19 | 37.9364
DK_CA_Aarhus | . | S27 | . | T165 | 0.19 | 37.9364
DK_CA_Aarhus | . | S27 | . | T166 | 0.19 | 37.9364
DK_CA_Aarhus | . | S27 | . | T167 | 0.19 | 37.9364
DK_CA_Aarhus | . | S27 | . | T168 | 0.19 | 37.9364
DK_CA_Aarhus | . | S28 | . | T001 | 0.19 | 37.9364
DK_CA_Aarhus | . | S28 | . | T002 | 0.3 | 59.8996
DK_CA_Aarhus | . | S28 | . | T003 | 0.3 | 59.8996
DK_CA_Aarhus | . | S28 | . | T004 | 0.19 | 37.9364
DK_CA_Aarhus | . | S28 | . | T005 | 0.19 | 37.9364
DK_CA_Aarhus | . | S28 | . | T006 | 0.12 | 23.9598
DK_CA_Aarhus | . | S28 | . | T007 | 0.06 | 11.9799
DK_CA_Aarhus | . | S28 | . | T008 | 0.03 | 5.99
DK_CA_Aarhus | . | S28 | . | T009 | 0.06 | 11.9799
DK_CA_Aarhus | . | S28 | . | T010 | 0.06 | 11.9799
DK_CA_Aarhus | . | S28 | . | T011 | 0.12 | 23.9598
DK_CA_Aarhus | . | S28 | . | T012 | 0.19 | 37.9364
DK_CA_Aarhus | . | S28 | . | T013 | 0.12 | 23.9598
DK_CA_Aarhus | . | S28 | . | T014 | 0.19 | 37.9364
DK_CA_Aarhus | . | S28 | . | T015 | 0.3 | 59.8996
DK_CA_Aarhus | . | S28 | . | T016 | 0.42 | 83.8595
DK_CA_Aarhus | . | S28 | . | T017 | 0.42 | 83.8595
DK_CA_Aarhus | . | S28 | . | T018 | 0.42 | 83.8595
DK_CA_Aarhus | . | S28 | . | T019 | 0.42 | 83.8595
DK_CA_Aarhus | . | S28 | . | T020 | 0.42 | 83.8595
DK_CA_Aarhus | . | S28 | . | T021 | 0.57 | 113.8093
DK_CA_Aarhus | . | S28 | . | T022 | 0.57 | 113.8093
DK_CA_Aarhus | . | S28 | . | T023 | 0.57 | 113.8093
DK_CA_Aarhus | . | S28 | . | T024 | 0.72 | 143.7591
DK_CA_Aarhus | . | S28 | . | T025 | 0.72 | 143.7591
DK_CA_Aarhus | . | S28 | . | T026 | 0.85 | 169.7156
DK_CA_Aarhus | . | S28 | . | T027 | 0.85 | 169.7156
DK_CA_Aarhus | . | S28 | . | T028 | 0.85 | 169.7156
DK_CA_Aarhus | . | S28 | . | T029 | 0.72 | 143.7591
DK_CA_Aarhus | . | S28 | . | T030 | 0.72 | 143.7591
DK_CA_Aarhus | . | S28 | . | T031 | 0.72 | 143.7591
DK_CA_Aarhus | . | S28 | . | T032 | 0.57 | 113.8093
DK_CA_Aarhus | . | S28 | . | T033 | 0.42 | 83.8595
DK_CA_Aarhus | . | S28 | . | T034 | 0.42 | 83.8595
DK_CA_Aarhus | . | S28 | . | T035 | 0.3 | 59.8996
DK_CA_Aarhus | . | S28 | . | T036 | 0.3 | 59.8996
DK_CA_Aarhus | . | S28 | . | T037 | 0.3 | 59.8996
DK_CA_Aarhus | . | S28 | . | T038 | 0.19 | 37.9364
DK_CA_Aarhus | . | S28 | . | T039 | 0.12 | 23.9598
DK_CA_Aarhus | . | S28 | . | T040 | 0.12 | 23.9598
DK_CA_Aarhus | . | S28 | . | T041 | 0.12 | 23.9598
DK_CA_Aarhus | . | S28 | . | T042 | 0.12 | 23.9598
DK_CA_Aarhus | . | S28 | . | T043 | 0.12 | 23.9598
DK_CA_Aarhus | . | S28 | . | T044 | 0.06 | 11.9799
DK_CA_Aarhus | . | S28 | . | T045 | 0.06 | 11.9799
DK_CA_Aarhus | . | S28 | . | T046 | 0.12 | 23.9598
DK_CA_Aarhus | . | S28 | . | T047 | 0.12 | 23.9598
DK_CA_Aarhus | . | S28 | . | T048 | 0.12 | 23.9598
DK_CA_Aarhus | . | S28 | . | T049 | 0.12 | 23.9598
DK_CA_Aarhus | . | S28 | . | T050 | 0.12 | 23.9598
DK_CA_Aarhus | . | S28 | . | T051 | 0.12 | 23.9598
DK_CA_Aarhus | . | S28 | . | T052 | 0.06 | 11.9799
DK_CA_Aarhus | . | S28 | . | T053 | 0.12 | 23.9598
DK_CA_Aarhus | . | S28 | . | T054 | 0.12 | 23.9598
DK_CA_Aarhus | . | S28 | . | T055 | 0.12 | 23.9598
DK_CA_Aarhus | . | S28 | . | T056 | 0.12 | 23.9598
DK_CA_Aarhus | . | S28 | . | T057 | 0.12 | 23.9598
DK_CA_Aarhus | . | S28 | . | T058 | 0.19 | 37.9364
DK_CA_Aarhus | . | S28 | . | T059 | 0.3 | 59.8996
DK_CA_Aarhus | . | S28 | . | T060 | 0.42 | 83.8595
DK_CA_Aarhus | . | S28 | . | T061 | 0.57 | 113.8093
DK_CA_Aarhus | . | S28 | . | T062 | 0.72 | 143.7591
DK_CA_Aarhus | . | S28 | . | T063 | 0.72 | 143.7591
DK_CA_Aarhus | . | S28 | . | T064 | 0.72 | 143.7591
DK_CA_Aarhus | . | S28 | . | T065 | 0.72 | 143.7591
DK_CA_Aarhus | . | S28 | . | T066 | 0.72 | 143.7591
DK_CA_Aarhus | . | S28 | . | T067 | 0.72 | 143.7591
DK_CA_Aarhus | . | S28 | . | T068 | 0.72 | 143.7591
DK_CA_Aarhus | . | S28 | . | T069 | 0.72 | 143.7591
DK_CA_Aarhus | . | S28 | . | T070 | 0.85 | 169.7156
DK_CA_Aarhus | . | S28 | . | T071 | 0.85 | 169.7156
DK_CA_Aarhus | . | S28 | . | T072 | 0.85 | 169.7156
DK_CA_Aarhus | . | S28 | . | T073 | 0.85 | 169.7156
DK_CA_Aarhus | . | S28 | . | T074 | 0.95 | 189.6821
DK_CA_Aarhus | . | S28 | . | T075 | 0.95 | 189.6821
DK_CA_Aarhus | . | S28 | . | T076 | 0.95 | 189.6821
DK_CA_Aarhus | . | S28 | . | T077 | 0.99 | 197.6688
DK_CA_Aarhus | . | S28 | . | T078 | 0.99 | 197.6688
DK_CA_Aarhus | . | S28 | . | T079 | 0.99 | 197.6688
DK_CA_Aarhus | . | S28 | . | T080 | 0.99 | 197.6688
DK_CA_Aarhus | . | S28 | . | T081 | 0.99 | 197.6688
DK_CA_Aarhus | . | S28 | . | T082 | 0.95 | 189.6821
DK_CA_Aarhus | . | S28 | . | T083 | 0.85 | 169.7156
DK_CA_Aarhus | . | S28 | . | T084 | 0.85 | 169.7156
DK_CA_Aarhus | . | S28 | . | T085 | 0.85 | 169.7156
DK_CA_Aarhus | . | S28 | . | T086 | 0.85 | 169.7156
DK_CA_Aarhus | . | S28 | . | T087 | 0.95 | 189.6821
DK_CA_Aarhus | . | S28 | . | T088 | 0.95 | 189.6821
DK_CA_Aarhus | . | S28 | . | T089 | 0.99 | 197.6688
DK_CA_Aarhus | . | S28 | . | T090 | 1 | 199.6654
DK_CA_Aarhus | . | S28 | . | T091 | 1 | 199.6654
DK_CA_Aarhus | . | S28 | . | T092 | 1 | 199.6654
DK_CA_Aarhus | . | S28 | . | T093 | 1 | 199.6654
DK_CA_Aarhus | . | S28 | . | T094 | 1 | 199.6654
DK_CA_Aarhus | . | S28 | . | T095 | 1 | 199.6654
DK_CA_Aarhus | . | S28 | . | T096 | 1 | 199.6654
DK_CA_Aarhus | . | S28 | . | T097 | 1 | 199.6654
DK_CA_Aarhus | . | S28 | . | T098 | 1 | 199.6654
DK_CA_Aarhus | . | S28 | . | T099 | 1 | 199.6654
DK_CA_Aarhus | . | S28 | . | T100 | 1 | 199.6654
DK_CA_Aarhus | . | S28 | . | T101 | 1 | 199.6654
DK_CA_Aarhus | . | S28 | . | T102 | 1 | 199.6654
DK_CA_Aarhus | . | S28 | . | T103 | 1 | 199.6654
DK_CA_Aarhus | . | S28 | . | T104 | 1 | 199.6654
DK_CA_Aarhus | . | S28 | . | T105 | 1 | 199.6654
DK_CA_Aarhus | . | S28 | . | T106 | 1 | 199.6654
DK_CA_Aarhus | . | S28 | . | T107 | 1 | 199.6654
DK_CA_Aarhus | . | S28 | . | T108 | 1 | 199.6654
DK_CA_Aarhus | . | S28 | . | T109 | 1 | 199.6654
DK_CA_Aarhus | . | S28 | . | T110 | 1 | 199.6654
DK_CA_Aarhus | . | S28 | . | T111 | 1 | 199.6654
DK_CA_Aarhus | . | S28 | . | T112 | 0.99 | 197.6688
DK_CA_Aarhus | . | S28 | . | T113 | 0.99 | 197.6688
DK_CA_Aarhus | . | S28 | . | T114 | 0.99 | 197.6688
DK_CA_Aarhus | . | S28 | . | T115 | 0.95 | 189.6821
DK_CA_Aarhus | . | S28 | . | T116 | 0.99 | 197.6688
DK_CA_Aarhus | . | S28 | . | T117 | 0.95 | 189.6821
DK_CA_Aarhus | . | S28 | . | T118 | 0.95 | 189.6821
DK_CA_Aarhus | . | S28 | . | T119 | 0.95 | 189.6821
DK_CA_Aarhus | . | S28 | . | T120 | 0.95 | 189.6821
DK_CA_Aarhus | . | S28 | . | T121 | 0.99 | 197.6688
DK_CA_Aarhus | . | S28 | . | T122 | 0.99 | 197.6688
DK_CA_Aarhus | . | S28 | . | T123 | 0.99 | 197.6688
DK_CA_Aarhus | . | S28 | . | T124 | 0.99 | 197.6688
DK_CA_Aarhus | . | S28 | . | T125 | 0.99 | 197.6688
DK_CA_Aarhus | . | S28 | . | T126 | 0.99 | 197.6688
DK_CA_Aarhus | . | S28 | . | T127 | 0.99 | 197.6688
DK_CA_Aarhus | . | S28 | . | T128 | 0.99 | 197.6688
DK_CA_Aarhus | . | S28 | . | T129 | 0.99 | 197.6688
DK_CA_Aarhus | . | S28 | . | T130 | 0.95 | 189.6821
DK_CA_Aarhus | . | S28 | . | T131 | 0.85 | 169.7156
DK_CA_Aarhus | . | S28 | . | T132 | 0.72 | 143.7591
DK_CA_Aarhus | . | S28 | . | T133 | 0.57 | 113.8093
DK_CA_Aarhus | . | S28 | . | T134 | 0.42 | 83.8595
DK_CA_Aarhus | . | S28 | . | T135 | 0.42 | 83.8595
DK_CA_Aarhus | . | S28 | . | T136 | 0.3 | 59.8996
DK_CA_Aarhus | . | S28 | . | T137 | 0.3 | 59.8996
DK_CA_Aarhus | . | S28 | . | T138 | 0.3 | 59.8996
DK_CA_Aarhus | . | S28 | . | T139 | 0.19 | 37.9364
DK_CA_Aarhus | . | S28 | . | T140 | 0.19 | 37.9364
DK_CA_Aarhus | . | S28 | . | T141 | 0.12 | 23.9598
DK_CA_Aarhus | . | S28 | . | T142 | 0.12 | 23.9598
DK_CA_Aarhus | . | S28 | . | T143 | 0.12 | 23.9598
DK_CA_Aarhus | . | S28 | . | T144 | 0.12 | 23.9598
DK_CA_Aarhus | . | S28 | . | T145 | 0.12 | 23.9598
DK_CA_Aarhus | . | S28 | . | T146 | 0.12 | 23.9598
DK_CA_Aarhus | . | S28 | . | T147 | 0.06 | 11.9799
DK_CA_Aarhus | . | S28 | . | T148 | 0.06 | 11.9799
DK_CA_Aarhus | . | S28 | . | T149 | 0.03 | 5.99
DK_CA_Aarhus | . | S28 | . | T150 | 0.03 | 5.99
DK_CA_Aarhus | . | S28 | . | T151 | 0.03 | 5.99
DK_CA_Aarhus | . | S28 | . | T152 | 0.12 | 23.9598
DK_CA_Aarhus | . | S28 | . | T153 | 0.06 | 11.9799
DK_CA_Aarhus | . | S28 | . | T154 | 0.06 | 11.9799
DK_CA_Aarhus | . | S28 | . | T155 | 0.06 | 11.9799
DK_CA_Aarhus | . | S28 | . | T156 | 0.06 | 11.9799
DK_CA_Aarhus | . | S28 | . | T157 | 0.06 | 11.9799
DK_CA_Aarhus | . | S28 | . | T158 | 0.12 | 23.9598
DK_CA_Aarhus | . | S28 | . | T159 | 0.12 | 23.9598
DK_CA_Aarhus | . | S28 | . | T160 | 0.06 | 11.9799
DK_CA_Aarhus | . | S28 | . | T161 | 0.06 | 11.9799
DK_CA_Aarhus | . | S28 | . | T162 | 0.06 | 11.9799
DK_CA_Aarhus | . | S28 | . | T163 | 0.06 | 11.9799
DK_CA_Aarhus | . | S28 | . | T164 | 0.12 | 23.9598
DK_CA_Aarhus | . | S28 | . | T165 | 0.06 | 11.9799
DK_CA_Aarhus | . | S28 | . | T166 | 0 | 0
DK_CA_Aarhus | . | S28 | . | T167 | 0 | 0
DK_CA_Aarhus | . | S28 | . | T168 | 0 | 0
DK_CA_Aarhus | . | S29 | . | T001 | 0 | 0
DK_CA_Aarhus | . | S29 | . | T002 | 0.06 | 11.9799
DK_CA_Aarhus | . | S29 | . | T003 | 0.3 | 59.8996
DK_CA_Aarhus | . | S29 | . | T004 | 0.42 | 83.8595
DK_CA_Aarhus | . | S29 | . | T005 | 0.42 | 83.8595
DK_CA_Aarhus | . | S29 | . | T006 | 0.57 | 113.8093
DK_CA_Aarhus | . | S29 | . | T007 | 0.57 | 113.8093
DK_CA_Aarhus | . | S29 | . | T008 | 0.57 | 113.8093
DK_CA_Aarhus | . | S29 | . | T009 | 0.57 | 113.8093
DK_CA_Aarhus | . | S29 | . | T010 | 0.57 | 113.8093
DK_CA_Aarhus | . | S29 | . | T011 | 0.57 | 113.8093
DK_CA_Aarhus | . | S29 | . | T012 | 0.42 | 83.8595
DK_CA_Aarhus | . | S29 | . | T013 | 0.42 | 83.8595
DK_CA_Aarhus | . | S29 | . | T014 | 0.42 | 83.8595
DK_CA_Aarhus | . | S29 | . | T015 | 0.3 | 59.8996
DK_CA_Aarhus | . | S29 | . | T016 | 0.3 | 59.8996
DK_CA_Aarhus | . | S29 | . | T017 | 0.19 | 37.9364
DK_CA_Aarhus | . | S29 | . | T018 | 0.19 | 37.9364
DK_CA_Aarhus | . | S29 | . | T019 | 0.12 | 23.9598
DK_CA_Aarhus | . | S29 | . | T020 | 0.12 | 23.9598
DK_CA_Aarhus | . | S29 | . | T021 | 0.12 | 23.9598
DK_CA_Aarhus | . | S29 | . | T022 | 0.06 | 11.9799
DK_CA_Aarhus | . | S29 | . | T023 | 0.06 | 11.9799
DK_CA_Aarhus | . | S29 | . | T024 | 0.03 | 5.99
DK_CA_Aarhus | . | S29 | . | T025 | 0.03 | 5.99
DK_CA_Aarhus | . | S29 | . | T026 | 0 | 0
DK_CA_Aarhus | . | S29 | . | T027 | 0 | 0
DK_CA_Aarhus | . | S29 | . | T028 | 0 | 0
DK_CA_Aarhus | . | S29 | . | T029 | 0 | 0
DK_CA_Aarhus | . | S29 | . | T030 | 0 | 0
DK_CA_Aarhus | . | S29 | . | T031 | 0.03 | 5.99
DK_CA_Aarhus | . | S29 | . | T032 | 0 | 0
DK_CA_Aarhus | . | S29 | . | T033 | 0 | 0
DK_CA_Aarhus | . | S29 | . | T034 | 0 | 0
DK_CA_Aarhus | . | S29 | . | T035 | 0 | 0
DK_CA_Aarhus | . | S29 | . | T036 | 0 | 0
DK_CA_Aarhus | . | S29 | . | T037 | 0 | 0
DK_CA_Aarhus | . | S29 | . | T038 | 0 | 0
DK_CA_Aarhus | . | S29 | . | T039 | 0 | 0
DK_CA_Aarhus | . | S29 | . | T040 | 0 | 0
DK_CA_Aarhus | . | S29 | . | T041 | 0.03 | 5.99
DK_CA_Aarhus | . | S29 | . | T042 | 0.06 | 11.9799
DK_CA_Aarhus | . | S29 | . | T043 | 0.12 | 23.9598
DK_CA_Aarhus | . | S29 | . | T044 | 0.19 | 37.9364
DK_CA_Aarhus | . | S29 | . | T045 | 0.19 | 37.9364
DK_CA_Aarhus | . | S29 | . | T046 | 0.19 | 37.9364
DK_CA_Aarhus | . | S29 | . | T047 | 0.12 | 23.9598
DK_CA_Aarhus | . | S29 | . | T048 | 0.12 | 23.9598
DK_CA_Aarhus | . | S29 | . | T049 | 0.06 | 11.9799
DK_CA_Aarhus | . | S29 | . | T050 | 0.06 | 11.9799
DK_CA_Aarhus | . | S29 | . | T051 | 0.06 | 11.9799
DK_CA_Aarhus | . | S29 | . | T052 | 0.06 | 11.9799
DK_CA_Aarhus | . | S29 | . | T053 | 0.06 | 11.9799
DK_CA_Aarhus | . | S29 | . | T054 | 0.03 | 5.99
DK_CA_Aarhus | . | S29 | . | T055 | 0.03 | 5.99
DK_CA_Aarhus | . | S29 | . | T056 | 0.03 | 5.99
DK_CA_Aarhus | . | S29 | . | T057 | 0 | 0
DK_CA_Aarhus | . | S29 | . | T058 | 0 | 0
DK_CA_Aarhus | . | S29 | . | T059 | 0 | 0
DK_CA_Aarhus | . | S29 | . | T060 | 0 | 0
DK_CA_Aarhus | . | S29 | . | T061 | 0 | 0
DK_CA_Aarhus | . | S29 | . | T062 | 0 | 0
DK_CA_Aarhus | . | S29 | . | T063 | 0 | 0
DK_CA_Aarhus | . | S29 | . | T064 | 0 | 0
DK_CA_Aarhus | . | S29 | . | T065 | 0.03 | 5.99
DK_CA_Aarhus | . | S29 | . | T066 | 0.06 | 11.9799
DK_CA_Aarhus | . | S29 | . | T067 | 0.12 | 23.9598
DK_CA_Aarhus | . | S29 | . | T068 | 0.19 | 37.9364
DK_CA_Aarhus | . | S29 | . | T069 | 0.3 | 59.8996
DK_CA_Aarhus | . | S29 | . | T070 | 0.3 | 59.8996
DK_CA_Aarhus | . | S29 | . | T071 | 0.3 | 59.8996
DK_CA_Aarhus | . | S29 | . | T072 | 0.3 | 59.8996
DK_CA_Aarhus | . | S29 | . | T073 | 0.3 | 59.8996
DK_CA_Aarhus | . | S29 | . | T074 | 0.3 | 59.8996
DK_CA_Aarhus | . | S29 | . | T075 | 0.42 | 83.8595
DK_CA_Aarhus | . | S29 | . | T076 | 0.42 | 83.8595
DK_CA_Aarhus | . | S29 | . | T077 | 0.57 | 113.8093
DK_CA_Aarhus | . | S29 | . | T078 | 0.57 | 113.8093
DK_CA_Aarhus | . | S29 | . | T079 | 0.57 | 113.8093
DK_CA_Aarhus | . | S29 | . | T080 | 0.72 | 143.7591
DK_CA_Aarhus | . | S29 | . | T081 | 0.72 | 143.7591
DK_CA_Aarhus | . | S29 | . | T082 | 0.72 | 143.7591
DK_CA_Aarhus | . | S29 | . | T083 | 0.72 | 143.7591
DK_CA_Aarhus | . | S29 | . | T084 | 0.72 | 143.7591
DK_CA_Aarhus | . | S29 | . | T085 | 0.72 | 143.7591
DK_CA_Aarhus | . | S29 | . | T086 | 0.57 | 113.8093
DK_CA_Aarhus | . | S29 | . | T087 | 0.72 | 143.7591
DK_CA_Aarhus | . | S29 | . | T088 | 0.57 | 113.8093
DK_CA_Aarhus | . | S29 | . | T089 | 0.3 | 59.8996
DK_CA_Aarhus | . | S29 | . | T090 | 0.3 | 59.8996
DK_CA_Aarhus | . | S29 | . | T091 | 0.3 | 59.8996
DK_CA_Aarhus | . | S29 | . | T092 | 0.19 | 37.9364
DK_CA_Aarhus | . | S29 | . | T093 | 0.3 | 59.8996
DK_CA_Aarhus | . | S29 | . | T094 | 0.42 | 83.8595
DK_CA_Aarhus | . | S29 | . | T095 | 0.42 | 83.8595
DK_CA_Aarhus | . | S29 | . | T096 | 0.42 | 83.8595
DK_CA_Aarhus | . | S29 | . | T097 | 0.42 | 83.8595
DK_CA_Aarhus | . | S29 | . | T098 | 0.3 | 59.8996
DK_CA_Aarhus | . | S29 | . | T099 | 0.19 | 37.9364
DK_CA_Aarhus | . | S29 | . | T100 | 0.19 | 37.9364
DK_CA_Aarhus | . | S29 | . | T101 | 0.19 | 37.9364
DK_CA_Aarhus | . | S29 | . | T102 | 0.3 | 59.8996
DK_CA_Aarhus | . | S29 | . | T103 | 0.3 | 59.8996
DK_CA_Aarhus | . | S29 | . | T104 | 0.3 | 59.8996
DK_CA_Aarhus | . | S29 | . | T105 | 0.42 | 83.8595
DK_CA_Aarhus | . | S29 | . | T106 | 0.42 | 83.8595
DK_CA_Aarhus | . | S29 | . | T107 | 0.3 | 59.8996
DK_CA_Aarhus | . | S29 | . | T108 | 0.3 | 59.8996
DK_CA_Aarhus | . | S29 | . | T109 | 0.19 | 37.9364
DK_CA_Aarhus | . | S29 | . | T110 | 0.19 | 37.9364
DK_CA_Aarhus | . | S29 | . | T111 | 0.12 | 23.9598
DK_CA_Aarhus | . | S29 | . | T112 | 0.06 | 11.9799
DK_CA_Aarhus | . | S29 | . | T113 | 0.06 | 11.9799
DK_CA_Aarhus | . | S29 | . | T114 | 0.03 | 5.99
DK_CA_Aarhus | . | S29 | . | T115 | 0.06 | 11.9799
DK_CA_Aarhus | . | S29 | . | T116 | 0.12 | 23.9598
DK_CA_Aarhus | . | S29 | . | T117 | 0.19 | 37.9364
DK_CA_Aarhus | . | S29 | . | T118 | 0.19 | 37.9364
DK_CA_Aarhus | . | S29 | . | T119 | 0.06 | 11.9799
DK_CA_Aarhus | . | S29 | . | T120 | 0.03 | 5.99
DK_CA_Aarhus | . | S29 | . | T121 | 0.03 | 5.99
DK_CA_Aarhus | . | S29 | . | T122 | 0.06 | 11.9799
DK_CA_Aarhus | . | S29 | . | T123 | 0.06 | 11.9799
DK_CA_Aarhus | . | S29 | . | T124 | 0.06 | 11.9799
DK_CA_Aarhus | . | S29 | . | T125 | 0.03 | 5.99
DK_CA_Aarhus | . | S29 | . | T126 | 0.03 | 5.99
DK_CA_Aarhus | . | S29 | . | T127 | 0.03 | 5.99
DK_CA_Aarhus | . | S29 | . | T128 | 0 | 0
DK_CA_Aarhus | . | S29 | . | T129 | 0 | 0
DK_CA_Aarhus | . | S29 | . | T130 | 0 | 0
DK_CA_Aarhus | . | S29 | . | T131 | 0 | 0
DK_CA_Aarhus | . | S29 | . | T132 | 0 | 0
DK_CA_Aarhus | . | S29 | . | T133 | 0 | 0
DK_CA_Aarhus | . | S29 | . | T134 | 0.03 | 5.99
DK_CA_Aarhus | . | S29 | . | T135 | 0.06 | 11.9799
DK_CA_Aarhus | . | S29 | . | T136 | 0.19 | 37.9364
DK_CA_Aarhus | . | S29 | . | T137 | 0.3 | 59.8996
DK_CA_Aarhus | . | S29 | . | T138 | 0.3 | 59.8996
DK_CA_Aarhus | . | S29 | . | T139 | 0.42 | 83.8595
DK_CA_Aarhus | . | S29 | . | T140 | 0.42 | 83.8595
DK_CA_Aarhus | . | S29 | . | T141 | 0.42 | 83.8595
DK_CA_Aarhus | . | S29 | . | T142 | 0.3 | 59.8996
DK_CA_Aarhus | . | S29 | . | T143 | 0.3 | 59.8996
DK_CA_Aarhus | . | S29 | . | T144 | 0.3 | 59.8996
DK_CA_Aarhus | . | S29 | . | T145 | 0.19 | 37.9364
DK_CA_Aarhus | . | S29 | . | T146 | 0.19 | 37.9364
DK_CA_Aarhus | . | S29 | . | T147 | 0.12 | 23.9598
DK_CA_Aarhus | . | S29 | . | T148 | 0.06 | 11.9799
DK_CA_Aarhus | . | S29 | . | T149 | 0.06 | 11.9799
DK_CA_Aarhus | . | S29 | . | T150 | 0.03 | 5.99
DK_CA_Aarhus | . | S29 | . | T151 | 0.06 | 11.9799
DK_CA_Aarhus | . | S29 | . | T152 | 0.06 | 11.9799
DK_CA_Aarhus | . | S29 | . | T153 | 0.12 | 23.9598
DK_CA_Aarhus | . | S29 | . | T154 | 0.12 | 23.9598
DK_CA_Aarhus | . | S29 | . | T155 | 0.19 | 37.9364
DK_CA_Aarhus | . | S29 | . | T156 | 0.42 | 83.8595
DK_CA_Aarhus | . | S29 | . | T157 | 0.57 | 113.8093
DK_CA_Aarhus | . | S29 | . | T158 | 0.57 | 113.8093
DK_CA_Aarhus | . | S29 | . | T159 | 0.72 | 143.7591
DK_CA_Aarhus | . | S29 | . | T160 | 0.72 | 143.7591
DK_CA_Aarhus | . | S29 | . | T161 | 0.72 | 143.7591
DK_CA_Aarhus | . | S29 | . | T162 | 0.72 | 143.7591
DK_CA_Aarhus | . | S29 | . | T163 | 0.57 | 113.8093
DK_CA_Aarhus | . | S29 | . | T164 | 0.57 | 113.8093
DK_CA_Aarhus | . | S29 | . | T165 | 0.57 | 113.8093
DK_CA_Aarhus | . | S29 | . | T166 | 0.42 | 83.8595
DK_CA_Aarhus | . | S29 | . | T167 | 0.57 | 113.8093
DK_CA_Aarhus | . | S29 | . | T168 | 0.42 | 83.8595
DK_CA_Aarhus | . | S30 | . | T001 | 0.42 | 83.8595
DK_CA_Aarhus | . | S30 | . | T002 | 0.42 | 83.8595
DK_CA_Aarhus | . | S30 | . | T003 | 0.42 | 83.8595
DK_CA_Aarhus | . | S30 | . | T004 | 0.42 | 83.8595
DK_CA_Aarhus | . | S30 | . | T005 | 0.42 | 83.8595
DK_CA_Aarhus | . | S30 | . | T006 | 0.42 | 83.8595
DK_CA_Aarhus | . | S30 | . | T007 | 0.42 | 83.8595
DK_CA_Aarhus | . | S30 | . | T008 | 0.42 | 83.8595
DK_CA_Aarhus | . | S30 | . | T009 | 0.42 | 83.8595
DK_CA_Aarhus | . | S30 | . | T010 | 0.42 | 83.8595
DK_CA_Aarhus | . | S30 | . | T011 | 0.42 | 83.8595
DK_CA_Aarhus | . | S30 | . | T012 | 0.42 | 83.8595
DK_CA_Aarhus | . | S30 | . | T013 | 0.42 | 83.8595
DK_CA_Aarhus | . | S30 | . | T014 | 0.42 | 83.8595
DK_CA_Aarhus | . | S30 | . | T015 | 0.3 | 59.8996
DK_CA_Aarhus | . | S30 | . | T016 | 0.3 | 59.8996
DK_CA_Aarhus | . | S30 | . | T017 | 0.3 | 59.8996
DK_CA_Aarhus | . | S30 | . | T018 | 0.19 | 37.9364
DK_CA_Aarhus | . | S30 | . | T019 | 0.19 | 37.9364
DK_CA_Aarhus | . | S30 | . | T020 | 0.19 | 37.9364
DK_CA_Aarhus | . | S30 | . | T021 | 0.19 | 37.9364
DK_CA_Aarhus | . | S30 | . | T022 | 0.12 | 23.9598
DK_CA_Aarhus | . | S30 | . | T023 | 0.06 | 11.9799
DK_CA_Aarhus | . | S30 | . | T024 | 0.06 | 11.9799
DK_CA_Aarhus | . | S30 | . | T025 | 0.03 | 5.99
DK_CA_Aarhus | . | S30 | . | T026 | 0.03 | 5.99
DK_CA_Aarhus | . | S30 | . | T027 | 0.03 | 5.99
DK_CA_Aarhus | . | S30 | . | T028 | 0.03 | 5.99
DK_CA_Aarhus | . | S30 | . | T029 | 0.03 | 5.99
DK_CA_Aarhus | . | S30 | . | T030 | 0 | 0
DK_CA_Aarhus | . | S30 | . | T031 | 0 | 0
DK_CA_Aarhus | . | S30 | . | T032 | 0 | 0
DK_CA_Aarhus | . | S30 | . | T033 | 0 | 0
DK_CA_Aarhus | . | S30 | . | T034 | 0 | 0
DK_CA_Aarhus | . | S30 | . | T035 | 0 | 0
DK_CA_Aarhus | . | S30 | . | T036 | 0 | 0
DK_CA_Aarhus | . | S30 | . | T037 | 0 | 0
DK_CA_Aarhus | . | S30 | . | T038 | 0 | 0
DK_CA_Aarhus | . | S30 | . | T039 | 0 | 0
DK_CA_Aarhus | . | S30 | . | T040 | 0 | 0
DK_CA_Aarhus | . | S30 | . | T041 | 0 | 0
DK_CA_Aarhus | . | S30 | . | T042 | 0 | 0
DK_CA_Aarhus | . | S30 | . | T043 | 0 | 0
DK_CA_Aarhus | . | S30 | . | T044 | 0.03 | 5.99
DK_CA_Aarhus | . | S30 | . | T045 | 0.03 | 5.99
DK_CA_Aarhus | . | S30 | . | T046 | 0.06 | 11.9799
DK_CA_Aarhus | . | S30 | . | T047 | 0.12 | 23.9598
DK_CA_Aarhus | . | S30 | . | T048 | 0.19 | 37.9364
DK_CA_Aarhus | . | S30 | . | T049 | 0.19 | 37.9364
DK_CA_Aarhus | . | S30 | . | T050 | 0.19 | 37.9364
DK_CA_Aarhus | . | S30 | . | T051 | 0.19 | 37.9364
DK_CA_Aarhus | . | S30 | . | T052 | 0.12 | 23.9598
DK_CA_Aarhus | . | S30 | . | T053 | 0.06 | 11.9799
DK_CA_Aarhus | . | S30 | . | T054 | 0.06 | 11.9799
DK_CA_Aarhus | . | S30 | . | T055 | 0.06 | 11.9799
DK_CA_Aarhus | . | S30 | . | T056 | 0.06 | 11.9799
DK_CA_Aarhus | . | S30 | . | T057 | 0.06 | 11.9799
DK_CA_Aarhus | . | S30 | . | T058 | 0.03 | 5.99
DK_CA_Aarhus | . | S30 | . | T059 | 0 | 0
DK_CA_Aarhus | . | S30 | . | T060 | 0 | 0
DK_CA_Aarhus | . | S30 | . | T061 | 0 | 0
DK_CA_Aarhus | . | S30 | . | T062 | 0 | 0
DK_CA_Aarhus | . | S30 | . | T063 | 0 | 0
DK_CA_Aarhus | . | S30 | . | T064 | 0.03 | 5.99
DK_CA_Aarhus | . | S30 | . | T065 | 0.03 | 5.99
DK_CA_Aarhus | . | S30 | . | T066 | 0.03 | 5.99
DK_CA_Aarhus | . | S30 | . | T067 | 0.06 | 11.9799
DK_CA_Aarhus | . | S30 | . | T068 | 0.06 | 11.9799
DK_CA_Aarhus | . | S30 | . | T069 | 0.03 | 5.99
DK_CA_Aarhus | . | S30 | . | T070 | 0.03 | 5.99
DK_CA_Aarhus | . | S30 | . | T071 | 0.03 | 5.99
DK_CA_Aarhus | . | S30 | . | T072 | 0.03 | 5.99
DK_CA_Aarhus | . | S30 | . | T073 | 0.03 | 5.99
DK_CA_Aarhus | . | S30 | . | T074 | 0.03 | 5.99
DK_CA_Aarhus | . | S30 | . | T075 | 0.03 | 5.99
DK_CA_Aarhus | . | S30 | . | T076 | 0.06 | 11.9799
DK_CA_Aarhus | . | S30 | . | T077 | 0.06 | 11.9799
DK_CA_Aarhus | . | S30 | . | T078 | 0.03 | 5.99
DK_CA_Aarhus | . | S30 | . | T079 | 0.03 | 5.99
DK_CA_Aarhus | . | S30 | . | T080 | 0.03 | 5.99
DK_CA_Aarhus | . | S30 | . | T081 | 0 | 0
DK_CA_Aarhus | . | S30 | . | T082 | 0 | 0
DK_CA_Aarhus | . | S30 | . | T083 | 0 | 0
DK_CA_Aarhus | . | S30 | . | T084 | 0 | 0
DK_CA_Aarhus | . | S30 | . | T085 | 0 | 0
DK_CA_Aarhus | . | S30 | . | T086 | 0.03 | 5.99
DK_CA_Aarhus | . | S30 | . | T087 | 0.03 | 5.99
DK_CA_Aarhus | . | S30 | . | T088 | 0.06 | 11.9799
DK_CA_Aarhus | . | S30 | . | T089 | 0.06 | 11.9799
DK_CA_Aarhus | . | S30 | . | T090 | 0.12 | 23.9598
DK_CA_Aarhus | . | S30 | . | T091 | 0.12 | 23.9598
DK_CA_Aarhus | . | S30 | . | T092 | 0.12 | 23.9598
DK_CA_Aarhus | . | S30 | . | T093 | 0.12 | 23.9598
DK_CA_Aarhus | . | S30 | . | T094 | 0.06 | 11.9799
DK_CA_Aarhus | . | S30 | . | T095 | 0.06 | 11.9799
DK_CA_Aarhus | . | S30 | . | T096 | 0.06 | 11.9799
DK_CA_Aarhus | . | S30 | . | T097 | 0.03 | 5.99
DK_CA_Aarhus | . | S30 | . | T098 | 0.03 | 5.99
DK_CA_Aarhus | . | S30 | . | T099 | 0.03 | 5.99
DK_CA_Aarhus | . | S30 | . | T100 | 0.03 | 5.99
DK_CA_Aarhus | . | S30 | . | T101 | 0.03 | 5.99
DK_CA_Aarhus | . | S30 | . | T102 | 0.03 | 5.99
DK_CA_Aarhus | . | S30 | . | T103 | 0.03 | 5.99
DK_CA_Aarhus | . | S30 | . | T104 | 0 | 0
DK_CA_Aarhus | . | S30 | . | T105 | 0 | 0
DK_CA_Aarhus | . | S30 | . | T106 | 0 | 0
DK_CA_Aarhus | . | S30 | . | T107 | 0 | 0
DK_CA_Aarhus | . | S30 | . | T108 | 0 | 0
DK_CA_Aarhus | . | S30 | . | T109 | 0 | 0
DK_CA_Aarhus | . | S30 | . | T110 | 0 | 0
DK_CA_Aarhus | . | S30 | . | T111 | 0 | 0
DK_CA_Aarhus | . | S30 | . | T112 | 0 | 0
DK_CA_Aarhus | . | S30 | . | T113 | 0 | 0
DK_CA_Aarhus | . | S30 | . | T114 | 0.03 | 5.99
DK_CA_Aarhus | . | S30 | . | T115 | 0.06 | 11.9799
DK_CA_Aarhus | . | S30 | . | T116 | 0.06 | 11.9799
DK_CA_Aarhus | . | S30 | . | T117 | 0.12 | 23.9598
DK_CA_Aarhus | . | S30 | . | T118 | 0.12 | 23.9598
DK_CA_Aarhus | . | S30 | . | T119 | 0.12 | 23.9598
DK_CA_Aarhus | . | S30 | . | T120 | 0.12 | 23.9598
DK_CA_Aarhus | . | S30 | . | T121 | 0.12 | 23.9598
DK_CA_Aarhus | . | S30 | . | T122 | 0.12 | 23.9598
DK_CA_Aarhus | . | S30 | . | T123 | 0.12 | 23.9598
DK_CA_Aarhus | . | S30 | . | T124 | 0.12 | 23.9598
DK_CA_Aarhus | . | S30 | . | T125 | 0.19 | 37.9364
DK_CA_Aarhus | . | S30 | . | T126 | 0.19 | 37.9364
DK_CA_Aarhus | . | S30 | . | T127 | 0.19 | 37.9364
DK_CA_Aarhus | . | S30 | . | T128 | 0.12 | 23.9598
DK_CA_Aarhus | . | S30 | . | T129 | 0.06 | 11.9799
DK_CA_Aarhus | . | S30 | . | T130 | 0.06 | 11.9799
DK_CA_Aarhus | . | S30 | . | T131 | 0.06 | 11.9799
DK_CA_Aarhus | . | S30 | . | T132 | 0.12 | 23.9598
DK_CA_Aarhus | . | S30 | . | T133 | 0.12 | 23.9598
DK_CA_Aarhus | . | S30 | . | T134 | 0.12 | 23.9598
DK_CA_Aarhus | . | S30 | . | T135 | 0.06 | 11.9799
DK_CA_Aarhus | . | S30 | . | T136 | 0.03 | 5.99
DK_CA_Aarhus | . | S30 | . | T137 | 0.03 | 5.99
DK_CA_Aarhus | . | S30 | . | T138 | 0 | 0
DK_CA_Aarhus | . | S30 | . | T139 | 0 | 0
DK_CA_Aarhus | . | S30 | . | T140 | 0 | 0
DK_CA_Aarhus | . | S30 | . | T141 | 0 | 0
DK_CA_Aarhus | . | S30 | . | T142 | 0 | 0
DK_CA_Aarhus | . | S30 | . | T143 | 0 | 0
DK_CA_Aarhus | . | S30 | . | T144 | 0.03 | 5.99
DK_CA_Aarhus | . | S30 | . | T145 | 0 | 0
DK_CA_Aarhus | . | S30 | . | T146 | 0 | 0
DK_CA_Aarhus | . | S30 | . | T147 | 0 | 0
DK_CA_Aarhus | . | S30 | . | T148 | 0 | 0
DK_CA_Aarhus | . | S30 | . | T149 | 0 | 0
DK_CA_Aarhus | . | S30 | . | T150 | 0 | 0
DK_CA_Aarhus | . | S30 | . | T151 | 0 | 0
DK_CA_Aarhus | . | S30 | . | T152 | 0 | 0
DK_CA_Aarhus | . | S30 | . | T153 | 0 | 0
DK_CA_Aarhus | . | S30 | . | T154 | 0 | 0
DK_CA_Aarhus | . | S30 | . | T155 | 0 | 0
DK_CA_Aarhus | . | S30 | . | T156 | 0 | 0
DK_CA_Aarhus | . | S30 | . | T157 | 0 | 0
DK_CA_Aarhus | . | S30 | . | T158 | 0.03 | 5.99
DK_CA_Aarhus | . | S30 | . | T159 | 0.06 | 11.9799
DK_CA_Aarhus | . | S30 | . | T160 | 0.12 | 23.9598
DK_CA_Aarhus | . | S30 | . | T161 | 0.19 | 37.9364
DK_CA_Aarhus | . | S30 | . | T162 | 0.19 | 37.9364
DK_CA_Aarhus | . | S30 | . | T163 | 0.19 | 37.9364
DK_CA_Aarhus | . | S30 | . | T164 | 0.12 | 23.9598
DK_CA_Aarhus | . | S30 | . | T165 | 0.12 | 23.9598
DK_CA_Aarhus | . | S30 | . | T166 | 0.06 | 11.9799
DK_CA_Aarhus | . | S30 | . | T167 | 0.06 | 11.9799
DK_CA_Aarhus | . | S30 | . | T168 | 0.03 | 5.99
DK_CA_Aarhus | . | S31 | . | T001 | 0.03 | 5.99
DK_CA_Aarhus | . | S31 | . | T002 | 0.03 | 5.99
DK_CA_Aarhus | . | S31 | . | T003 | 0.03 | 5.99
DK_CA_Aarhus | . | S31 | . | T004 | 0.06 | 11.9799
DK_CA_Aarhus | . | S31 | . | T005 | 0.06 | 11.9799
DK_CA_Aarhus | . | S31 | . | T006 | 0.06 | 11.9799
DK_CA_Aarhus | . | S31 | . | T007 | 0.12 | 23.9598
DK_CA_Aarhus | . | S31 | . | T008 | 0.12 | 23.9598
DK_CA_Aarhus | . | S31 | . | T009 | 0.19 | 37.9364
DK_CA_Aarhus | . | S31 | . | T010 | 0.19 | 37.9364
DK_CA_Aarhus | . | S31 | . | T011 | 0.19 | 37.9364
DK_CA_Aarhus | . | S31 | . | T012 | 0.3 | 59.8996
DK_CA_Aarhus | . | S31 | . | T013 | 0.42 | 83.8595
DK_CA_Aarhus | . | S31 | . | T014 | 0.42 | 83.8595
DK_CA_Aarhus | . | S31 | . | T015 | 0.57 | 113.8093
DK_CA_Aarhus | . | S31 | . | T016 | 0.57 | 113.8093
DK_CA_Aarhus | . | S31 | . | T017 | 0.72 | 143.7591
DK_CA_Aarhus | . | S31 | . | T018 | 0.72 | 143.7591
DK_CA_Aarhus | . | S31 | . | T019 | 0.72 | 143.7591
DK_CA_Aarhus | . | S31 | . | T020 | 0.72 | 143.7591
DK_CA_Aarhus | . | S31 | . | T021 | 0.72 | 143.7591
DK_CA_Aarhus | . | S31 | . | T022 | 0.72 | 143.7591
DK_CA_Aarhus | . | S31 | . | T023 | 0.72 | 143.7591
DK_CA_Aarhus | . | S31 | . | T024 | 0.57 | 113.8093
DK_CA_Aarhus | . | S31 | . | T025 | 0.57 | 113.8093
DK_CA_Aarhus | . | S31 | . | T026 | 0.57 | 113.8093
DK_CA_Aarhus | . | S31 | . | T027 | 0.42 | 83.8595
DK_CA_Aarhus | . | S31 | . | T028 | 0.42 | 83.8595
DK_CA_Aarhus | . | S31 | . | T029 | 0.42 | 83.8595
DK_CA_Aarhus | . | S31 | . | T030 | 0.42 | 83.8595
DK_CA_Aarhus | . | S31 | . | T031 | 0.42 | 83.8595
DK_CA_Aarhus | . | S31 | . | T032 | 0.57 | 113.8093
DK_CA_Aarhus | . | S31 | . | T033 | 0.57 | 113.8093
DK_CA_Aarhus | . | S31 | . | T034 | 0.57 | 113.8093
DK_CA_Aarhus | . | S31 | . | T035 | 0.57 | 113.8093
DK_CA_Aarhus | . | S31 | . | T036 | 0.57 | 113.8093
DK_CA_Aarhus | . | S31 | . | T037 | 0.57 | 113.8093
DK_CA_Aarhus | . | S31 | . | T038 | 0.57 | 113.8093
DK_CA_Aarhus | . | S31 | . | T039 | 0.57 | 113.8093
DK_CA_Aarhus | . | S31 | . | T040 | 0.57 | 113.8093
DK_CA_Aarhus | . | S31 | . | T041 | 0.57 | 113.8093
DK_CA_Aarhus | . | S31 | . | T042 | 0.57 | 113.8093
DK_CA_Aarhus | . | S31 | . | T043 | 0.42 | 83.8595
DK_CA_Aarhus | . | S31 | . | T044 | 0.42 | 83.8595
DK_CA_Aarhus | . | S31 | . | T045 | 0.42 | 83.8595
DK_CA_Aarhus | . | S31 | . | T046 | 0.42 | 83.8595
DK_CA_Aarhus | . | S31 | . | T047 | 0.3 | 59.8996
DK_CA_Aarhus | . | S31 | . | T048 | 0.3 | 59.8996
DK_CA_Aarhus | . | S31 | . | T049 | 0.3 | 59.8996
DK_CA_Aarhus | . | S31 | . | T050 | 0.19 | 37.9364
DK_CA_Aarhus | . | S31 | . | T051 | 0.19 | 37.9364
DK_CA_Aarhus | . | S31 | . | T052 | 0.12 | 23.9598
DK_CA_Aarhus | . | S31 | . | T053 | 0.06 | 11.9799
DK_CA_Aarhus | . | S31 | . | T054 | 0.03 | 5.99
DK_CA_Aarhus | . | S31 | . | T055 | 0 | 0
DK_CA_Aarhus | . | S31 | . | T056 | 0 | 0
DK_CA_Aarhus | . | S31 | . | T057 | 0 | 0
DK_CA_Aarhus | . | S31 | . | T058 | 0 | 0
DK_CA_Aarhus | . | S31 | . | T059 | 0 | 0
DK_CA_Aarhus | . | S31 | . | T060 | 0 | 0
DK_CA_Aarhus | . | S31 | . | T061 | 0 | 0
DK_CA_Aarhus | . | S31 | . | T062 | 0 | 0
DK_CA_Aarhus | . | S31 | . | T063 | 0 | 0
DK_CA_Aarhus | . | S31 | . | T064 | 0 | 0
DK_CA_Aarhus | . | S31 | . | T065 | 0.06 | 11.9799
DK_CA_Aarhus | . | S31 | . | T066 | 0.12 | 23.9598
DK_CA_Aarhus | . | S31 | . | T067 | 0.19 | 37.9364
DK_CA_Aarhus | . | S31 | . | T068 | 0.3 | 59.8996
DK_CA_Aarhus | . | S31 | . | T069 | 0.3 | 59.8996
DK_CA_Aarhus | . | S31 | . | T070 | 0.3 | 59.8996
DK_CA_Aarhus | . | S31 | . | T071 | 0.3 | 59.8996
DK_CA_Aarhus | . | S31 | . | T072 | 0.3 | 59.8996
DK_CA_Aarhus | . | S31 | . | T073 | 0.42 | 83.8595
DK_CA_Aarhus | . | S31 | . | T074 | 0.57 | 113.8093
DK_CA_Aarhus | . | S31 | . | T075 | 0.57 | 113.8093
DK_CA_Aarhus | . | S31 | . | T076 | 0.57 | 113.8093
DK_CA_Aarhus | . | S31 | . | T077 | 0.57 | 113.8093
DK_CA_Aarhus | . | S31 | . | T078 | 0.42 | 83.8595
DK_CA_Aarhus | . | S31 | . | T079 | 0.3 | 59.8996
DK_CA_Aarhus | . | S31 | . | T080 | 0.3 | 59.8996
DK_CA_Aarhus | . | S31 | . | T081 | 0.3 | 59.8996
DK_CA_Aarhus | . | S31 | . | T082 | 0.19 | 37.9364
DK_CA_Aarhus | . | S31 | . | T083 | 0.19 | 37.9364
DK_CA_Aarhus | . | S31 | . | T084 | 0.19 | 37.9364
DK_CA_Aarhus | . | S31 | . | T085 | 0.3 | 59.8996
DK_CA_Aarhus | . | S31 | . | T086 | 0.3 | 59.8996
DK_CA_Aarhus | . | S31 | . | T087 | 0.19 | 37.9364
DK_CA_Aarhus | . | S31 | . | T088 | 0.19 | 37.9364
DK_CA_Aarhus | . | S31 | . | T089 | 0.19 | 37.9364
DK_CA_Aarhus | . | S31 | . | T090 | 0.12 | 23.9598
DK_CA_Aarhus | . | S31 | . | T091 | 0.12 | 23.9598
DK_CA_Aarhus | . | S31 | . | T092 | 0.12 | 23.9598
DK_CA_Aarhus | . | S31 | . | T093 | 0.06 | 11.9799
DK_CA_Aarhus | . | S31 | . | T094 | 0.06 | 11.9799
DK_CA_Aarhus | . | S31 | . | T095 | 0.03 | 5.99
DK_CA_Aarhus | . | S31 | . | T096 | 0.03 | 5.99
DK_CA_Aarhus | . | S31 | . | T097 | 0.03 | 5.99
DK_CA_Aarhus | . | S31 | . | T098 | 0.03 | 5.99
DK_CA_Aarhus | . | S31 | . | T099 | 0.03 | 5.99
DK_CA_Aarhus | . | S31 | . | T100 | 0.03 | 5.99
DK_CA_Aarhus | . | S31 | . | T101 | 0.03 | 5.99
DK_CA_Aarhus | . | S31 | . | T102 | 0.03 | 5.99
DK_CA_Aarhus | . | S31 | . | T103 | 0.06 | 11.9799
DK_CA_Aarhus | . | S31 | . | T104 | 0.12 | 23.9598
DK_CA_Aarhus | . | S31 | . | T105 | 0.19 | 37.9364
DK_CA_Aarhus | . | S31 | . | T106 | 0.3 | 59.8996
DK_CA_Aarhus | . | S31 | . | T107 | 0.3 | 59.8996
DK_CA_Aarhus | . | S31 | . | T108 | 0.3 | 59.8996
DK_CA_Aarhus | . | S31 | . | T109 | 0.3 | 59.8996
DK_CA_Aarhus | . | S31 | . | T110 | 0.3 | 59.8996
DK_CA_Aarhus | . | S31 | . | T111 | 0.3 | 59.8996
DK_CA_Aarhus | . | S31 | . | T112 | 0.19 | 37.9364
DK_CA_Aarhus | . | S31 | . | T113 | 0.3 | 59.8996
DK_CA_Aarhus | . | S31 | . | T114 | 0.57 | 113.8093
DK_CA_Aarhus | . | S31 | . | T115 | 0.72 | 143.7591
DK_CA_Aarhus | . | S31 | . | T116 | 0.85 | 169.7156
DK_CA_Aarhus | . | S31 | . | T117 | 0.95 | 189.6821
DK_CA_Aarhus | . | S31 | . | T118 | 0.99 | 197.6688
DK_CA_Aarhus | . | S31 | . | T119 | 0.99 | 197.6688
DK_CA_Aarhus | . | S31 | . | T120 | 0.99 | 197.6688
DK_CA_Aarhus | . | S31 | . | T121 | 1 | 199.6654
DK_CA_Aarhus | . | S31 | . | T122 | 1 | 199.6654
DK_CA_Aarhus | . | S31 | . | T123 | 1 | 199.6654
DK_CA_Aarhus | . | S31 | . | T124 | 0.99 | 197.6688
DK_CA_Aarhus | . | S31 | . | T125 | 0.99 | 197.6688
DK_CA_Aarhus | . | S31 | . | T126 | 0.99 | 197.6688
DK_CA_Aarhus | . | S31 | . | T127 | 0.95 | 189.6821
DK_CA_Aarhus | . | S31 | . | T128 | 0.85 | 169.7156
DK_CA_Aarhus | . | S31 | . | T129 | 0.72 | 143.7591
DK_CA_Aarhus | . | S31 | . | T130 | 0.57 | 113.8093
DK_CA_Aarhus | . | S31 | . | T131 | 0.42 | 83.8595
DK_CA_Aarhus | . | S31 | . | T132 | 0.57 | 113.8093
DK_CA_Aarhus | . | S31 | . | T133 | 0.57 | 113.8093
DK_CA_Aarhus | . | S31 | . | T134 | 0.72 | 143.7591
DK_CA_Aarhus | . | S31 | . | T135 | 0.85 | 169.7156
DK_CA_Aarhus | . | S31 | . | T136 | 0.85 | 169.7156
DK_CA_Aarhus | . | S31 | . | T137 | 0.95 | 189.6821
DK_CA_Aarhus | . | S31 | . | T138 | 0.95 | 189.6821
DK_CA_Aarhus | . | S31 | . | T139 | 0.99 | 197.6688
DK_CA_Aarhus | . | S31 | . | T140 | 0.95 | 189.6821
DK_CA_Aarhus | . | S31 | . | T141 | 0.85 | 169.7156
DK_CA_Aarhus | . | S31 | . | T142 | 0.72 | 143.7591
DK_CA_Aarhus | . | S31 | . | T143 | 0.57 | 113.8093
DK_CA_Aarhus | . | S31 | . | T144 | 0.42 | 83.8595
DK_CA_Aarhus | . | S31 | . | T145 | 0.3 | 59.8996
DK_CA_Aarhus | . | S31 | . | T146 | 0.19 | 37.9364
DK_CA_Aarhus | . | S31 | . | T147 | 0.12 | 23.9598
DK_CA_Aarhus | . | S31 | . | T148 | 0.12 | 23.9598
DK_CA_Aarhus | . | S31 | . | T149 | 0.06 | 11.9799
DK_CA_Aarhus | . | S31 | . | T150 | 0.03 | 5.99
DK_CA_Aarhus | . | S31 | . | T151 | 0.03 | 5.99
DK_CA_Aarhus | . | S31 | . | T152 | 0.03 | 5.99
DK_CA_Aarhus | . | S31 | . | T153 | 0.03 | 5.99
DK_CA_Aarhus | . | S31 | . | T154 | 0 | 0
DK_CA_Aarhus | . | S31 | . | T155 | 0 | 0
DK_CA_Aarhus | . | S31 | . | T156 | 0 | 0
DK_CA_Aarhus | . | S31 | . | T157 | 0 | 0
DK_CA_Aarhus | . | S31 | . | T158 | 0.03 | 5.99
DK_CA_Aarhus | . | S31 | . | T159 | 0.03 | 5.99
DK_CA_Aarhus | . | S31 | . | T160 | 0.06 | 11.9799
DK_CA_Aarhus | . | S31 | . | T161 | 0.12 | 23.9598
DK_CA_Aarhus | . | S31 | . | T162 | 0.12 | 23.9598
DK_CA_Aarhus | . | S31 | . | T163 | 0.19 | 37.9364
DK_CA_Aarhus | . | S31 | . | T164 | 0.19 | 37.9364
DK_CA_Aarhus | . | S31 | . | T165 | 0.19 | 37.9364
DK_CA_Aarhus | . | S31 | . | T166 | 0.19 | 37.9364
DK_CA_Aarhus | . | S31 | . | T167 | 0.19 | 37.9364
DK_CA_Aarhus | . | S31 | . | T168 | 0.12 | 23.9598
DK_CA_Aarhus | . | S32 | . | T001 | 0.12 | 23.9598
DK_CA_Aarhus | . | S32 | . | T002 | 0.12 | 23.9598
DK_CA_Aarhus | . | S32 | . | T003 | 0.12 | 23.9598
DK_CA_Aarhus | . | S32 | . | T004 | 0.12 | 23.9598
DK_CA_Aarhus | . | S32 | . | T005 | 0.12 | 23.9598
DK_CA_Aarhus | . | S32 | . | T006 | 0.06 | 11.9799
DK_CA_Aarhus | . | S32 | . | T007 | 0.06 | 11.9799
DK_CA_Aarhus | . | S32 | . | T008 | 0.03 | 5.99
DK_CA_Aarhus | . | S32 | . | T009 | 0.03 | 5.99
DK_CA_Aarhus | . | S32 | . | T010 | 0.03 | 5.99
DK_CA_Aarhus | . | S32 | . | T011 | 0.03 | 5.99
DK_CA_Aarhus | . | S32 | . | T012 | 0.12 | 23.9598
DK_CA_Aarhus | . | S32 | . | T013 | 0.19 | 37.9364
DK_CA_Aarhus | . | S32 | . | T014 | 0.3 | 59.8996
DK_CA_Aarhus | . | S32 | . | T015 | 0.3 | 59.8996
DK_CA_Aarhus | . | S32 | . | T016 | 0.3 | 59.8996
DK_CA_Aarhus | . | S32 | . | T017 | 0.42 | 83.8595
DK_CA_Aarhus | . | S32 | . | T018 | 0.42 | 83.8595
DK_CA_Aarhus | . | S32 | . | T019 | 0.42 | 83.8595
DK_CA_Aarhus | . | S32 | . | T020 | 0.57 | 113.8093
DK_CA_Aarhus | . | S32 | . | T021 | 0.72 | 143.7591
DK_CA_Aarhus | . | S32 | . | T022 | 0.72 | 143.7591
DK_CA_Aarhus | . | S32 | . | T023 | 0.72 | 143.7591
DK_CA_Aarhus | . | S32 | . | T024 | 0.57 | 113.8093
DK_CA_Aarhus | . | S32 | . | T025 | 0.57 | 113.8093
DK_CA_Aarhus | . | S32 | . | T026 | 0.57 | 113.8093
DK_CA_Aarhus | . | S32 | . | T027 | 0.42 | 83.8595
DK_CA_Aarhus | . | S32 | . | T028 | 0.3 | 59.8996
DK_CA_Aarhus | . | S32 | . | T029 | 0.3 | 59.8996
DK_CA_Aarhus | . | S32 | . | T030 | 0.19 | 37.9364
DK_CA_Aarhus | . | S32 | . | T031 | 0.19 | 37.9364
DK_CA_Aarhus | . | S32 | . | T032 | 0.19 | 37.9364
DK_CA_Aarhus | . | S32 | . | T033 | 0.19 | 37.9364
DK_CA_Aarhus | . | S32 | . | T034 | 0.19 | 37.9364
DK_CA_Aarhus | . | S32 | . | T035 | 0.12 | 23.9598
DK_CA_Aarhus | . | S32 | . | T036 | 0.12 | 23.9598
DK_CA_Aarhus | . | S32 | . | T037 | 0.12 | 23.9598
DK_CA_Aarhus | . | S32 | . | T038 | 0.12 | 23.9598
DK_CA_Aarhus | . | S32 | . | T039 | 0.06 | 11.9799
DK_CA_Aarhus | . | S32 | . | T040 | 0.06 | 11.9799
DK_CA_Aarhus | . | S32 | . | T041 | 0.03 | 5.99
DK_CA_Aarhus | . | S32 | . | T042 | 0.03 | 5.99
DK_CA_Aarhus | . | S32 | . | T043 | 0 | 0
DK_CA_Aarhus | . | S32 | . | T044 | 0 | 0
DK_CA_Aarhus | . | S32 | . | T045 | 0 | 0
DK_CA_Aarhus | . | S32 | . | T046 | 0 | 0
DK_CA_Aarhus | . | S32 | . | T047 | 0 | 0
DK_CA_Aarhus | . | S32 | . | T048 | 0 | 0
DK_CA_Aarhus | . | S32 | . | T049 | 0 | 0
DK_CA_Aarhus | . | S32 | . | T050 | 0.03 | 5.99
DK_CA_Aarhus | . | S32 | . | T051 | 0 | 0
DK_CA_Aarhus | . | S32 | . | T052 | 0 | 0
DK_CA_Aarhus | . | S32 | . | T053 | 0 | 0
DK_CA_Aarhus | . | S32 | . | T054 | 0.03 | 5.99
DK_CA_Aarhus | . | S32 | . | T055 | 0.06 | 11.9799
DK_CA_Aarhus | . | S32 | . | T056 | 0.06 | 11.9799
DK_CA_Aarhus | . | S32 | . | T057 | 0.06 | 11.9799
DK_CA_Aarhus | . | S32 | . | T058 | 0.06 | 11.9799
DK_CA_Aarhus | . | S32 | . | T059 | 0.03 | 5.99
DK_CA_Aarhus | . | S32 | . | T060 | 0 | 0
DK_CA_Aarhus | . | S32 | . | T061 | 0 | 0
DK_CA_Aarhus | . | S32 | . | T062 | 0 | 0
DK_CA_Aarhus | . | S32 | . | T063 | 0 | 0
DK_CA_Aarhus | . | S32 | . | T064 | 0 | 0
DK_CA_Aarhus | . | S32 | . | T065 | 0 | 0
DK_CA_Aarhus | . | S32 | . | T066 | 0 | 0
DK_CA_Aarhus | . | S32 | . | T067 | 0.03 | 5.99
DK_CA_Aarhus | . | S32 | . | T068 | 0.06 | 11.9799
DK_CA_Aarhus | . | S32 | . | T069 | 0.19 | 37.9364
DK_CA_Aarhus | . | S32 | . | T070 | 0.42 | 83.8595
DK_CA_Aarhus | . | S32 | . | T071 | 0.72 | 143.7591
DK_CA_Aarhus | . | S32 | . | T072 | 0.85 | 169.7156
DK_CA_Aarhus | . | S32 | . | T073 | 0.99 | 197.6688
DK_CA_Aarhus | . | S32 | . | T074 | 0.99 | 197.6688
DK_CA_Aarhus | . | S32 | . | T075 | 0.99 | 197.6688
DK_CA_Aarhus | . | S32 | . | T076 | 0.95 | 189.6821
DK_CA_Aarhus | . | S32 | . | T077 | 0.85 | 169.7156
DK_CA_Aarhus | . | S32 | . | T078 | 0.72 | 143.7591
DK_CA_Aarhus | . | S32 | . | T079 | 0.57 | 113.8093
DK_CA_Aarhus | . | S32 | . | T080 | 0.57 | 113.8093
DK_CA_Aarhus | . | S32 | . | T081 | 0.72 | 143.7591
DK_CA_Aarhus | . | S32 | . | T082 | 0.72 | 143.7591
DK_CA_Aarhus | . | S32 | . | T083 | 0.85 | 169.7156
DK_CA_Aarhus | . | S32 | . | T084 | 0.85 | 169.7156
DK_CA_Aarhus | . | S32 | . | T085 | 0.95 | 189.6821
DK_CA_Aarhus | . | S32 | . | T086 | 0.95 | 189.6821
DK_CA_Aarhus | . | S32 | . | T087 | 0.99 | 197.6688
DK_CA_Aarhus | . | S32 | . | T088 | 0.99 | 197.6688
DK_CA_Aarhus | . | S32 | . | T089 | 1 | 199.6654
DK_CA_Aarhus | . | S32 | . | T090 | 1 | 199.6654
DK_CA_Aarhus | . | S32 | . | T091 | 1 | 199.6654
DK_CA_Aarhus | . | S32 | . | T092 | 1 | 199.6654
DK_CA_Aarhus | . | S32 | . | T093 | 1 | 199.6654
DK_CA_Aarhus | . | S32 | . | T094 | 1 | 199.6654
DK_CA_Aarhus | . | S32 | . | T095 | 1 | 199.6654
DK_CA_Aarhus | . | S32 | . | T096 | 1 | 199.6654
DK_CA_Aarhus | . | S32 | . | T097 | 1 | 199.6654
DK_CA_Aarhus | . | S32 | . | T098 | 1 | 199.6654
DK_CA_Aarhus | . | S32 | . | T099 | 1 | 199.6654
DK_CA_Aarhus | . | S32 | . | T100 | 1 | 199.6654
DK_CA_Aarhus | . | S32 | . | T101 | 1 | 199.6654
DK_CA_Aarhus | . | S32 | . | T102 | 1 | 199.6654
DK_CA_Aarhus | . | S32 | . | T103 | 1 | 199.6654
DK_CA_Aarhus | . | S32 | . | T104 | 1 | 199.6654
DK_CA_Aarhus | . | S32 | . | T105 | 1 | 199.6654
DK_CA_Aarhus | . | S32 | . | T106 | 1 | 199.6654
DK_CA_Aarhus | . | S32 | . | T107 | 1 | 199.6654
DK_CA_Aarhus | . | S32 | . | T108 | 0.99 | 197.6688
DK_CA_Aarhus | . | S32 | . | T109 | 0.99 | 197.6688
DK_CA_Aarhus | . | S32 | . | T110 | 0.99 | 197.6688
DK_CA_Aarhus | . | S32 | . | T111 | 0.95 | 189.6821
DK_CA_Aarhus | . | S32 | . | T112 | 0.95 | 189.6821
DK_CA_Aarhus | . | S32 | . | T113 | 0.95 | 189.6821
DK_CA_Aarhus | . | S32 | . | T114 | 0.95 | 189.6821
DK_CA_Aarhus | . | S32 | . | T115 | 0.95 | 189.6821
DK_CA_Aarhus | . | S32 | . | T116 | 0.85 | 169.7156
DK_CA_Aarhus | . | S32 | . | T117 | 0.85 | 169.7156
DK_CA_Aarhus | . | S32 | . | T118 | 0.72 | 143.7591
DK_CA_Aarhus | . | S32 | . | T119 | 0.72 | 143.7591
DK_CA_Aarhus | . | S32 | . | T120 | 0.57 | 113.8093
DK_CA_Aarhus | . | S32 | . | T121 | 0.57 | 113.8093
DK_CA_Aarhus | . | S32 | . | T122 | 0.57 | 113.8093
DK_CA_Aarhus | . | S32 | . | T123 | 0.42 | 83.8595
DK_CA_Aarhus | . | S32 | . | T124 | 0.42 | 83.8595
DK_CA_Aarhus | . | S32 | . | T125 | 0.42 | 83.8595
DK_CA_Aarhus | . | S32 | . | T126 | 0.3 | 59.8996
DK_CA_Aarhus | . | S32 | . | T127 | 0.3 | 59.8996
DK_CA_Aarhus | . | S32 | . | T128 | 0.3 | 59.8996
DK_CA_Aarhus | . | S32 | . | T129 | 0.42 | 83.8595
DK_CA_Aarhus | . | S32 | . | T130 | 0.42 | 83.8595
DK_CA_Aarhus | . | S32 | . | T131 | 0.42 | 83.8595
DK_CA_Aarhus | . | S32 | . | T132 | 0.57 | 113.8093
DK_CA_Aarhus | . | S32 | . | T133 | 0.57 | 113.8093
DK_CA_Aarhus | . | S32 | . | T134 | 0.72 | 143.7591
DK_CA_Aarhus | . | S32 | . | T135 | 0.72 | 143.7591
DK_CA_Aarhus | . | S32 | . | T136 | 0.85 | 169.7156
DK_CA_Aarhus | . | S32 | . | T137 | 0.85 | 169.7156
DK_CA_Aarhus | . | S32 | . | T138 | 0.85 | 169.7156
DK_CA_Aarhus | . | S32 | . | T139 | 0.85 | 169.7156
DK_CA_Aarhus | . | S32 | . | T140 | 0.85 | 169.7156
DK_CA_Aarhus | . | S32 | . | T141 | 0.85 | 169.7156
DK_CA_Aarhus | . | S32 | . | T142 | 0.85 | 169.7156
DK_CA_Aarhus | . | S32 | . | T143 | 0.85 | 169.7156
DK_CA_Aarhus | . | S32 | . | T144 | 0.85 | 169.7156
DK_CA_Aarhus | . | S32 | . | T145 | 0.85 | 169.7156
DK_CA_Aarhus | . | S32 | . | T146 | 0.85 | 169.7156
DK_CA_Aarhus | . | S32 | . | T147 | 0.72 | 143.7591
DK_CA_Aarhus | . | S32 | . | T148 | 0.57 | 113.8093
DK_CA_Aarhus | . | S32 | . | T149 | 0.57 | 113.8093
DK_CA_Aarhus | . | S32 | . | T150 | 0.57 | 113.8093
DK_CA_Aarhus | . | S32 | . | T151 | 0.57 | 113.8093
DK_CA_Aarhus | . | S32 | . | T152 | 0.57 | 113.8093
DK_CA_Aarhus | . | S32 | . | T153 | 0.57 | 113.8093
DK_CA_Aarhus | . | S32 | . | T154 | 0.57 | 113.8093
DK_CA_Aarhus | . | S32 | . | T155 | 0.57 | 113.8093
DK_CA_Aarhus | . | S32 | . | T156 | 0.57 | 113.8093
DK_CA_Aarhus | . | S32 | . | T157 | 0.57 | 113.8093
DK_CA_Aarhus | . | S32 | . | T158 | 0.42 | 83.8595
DK_CA_Aarhus | . | S32 | . | T159 | 0.42 | 83.8595
DK_CA_Aarhus | . | S32 | . | T160 | 0.57 | 113.8093
DK_CA_Aarhus | . | S32 | . | T161 | 0.57 | 113.8093
DK_CA_Aarhus | . | S32 | . | T162 | 0.57 | 113.8093
DK_CA_Aarhus | . | S32 | . | T163 | 0.57 | 113.8093
DK_CA_Aarhus | . | S32 | . | T164 | 0.72 | 143.7591
DK_CA_Aarhus | . | S32 | . | T165 | 0.72 | 143.7591
DK_CA_Aarhus | . | S32 | . | T166 | 0.85 | 169.7156
DK_CA_Aarhus | . | S32 | . | T167 | 0.85 | 169.7156
DK_CA_Aarhus | . | S32 | . | T168 | 0.95 | 189.6821
DK_CA_Aarhus | . | S33 | . | T001 | 0.95 | 189.6821
DK_CA_Aarhus | . | S33 | . | T002 | 0.99 | 197.6688
DK_CA_Aarhus | . | S33 | . | T003 | 0.99 | 197.6688
DK_CA_Aarhus | . | S33 | . | T004 | 1 | 199.6654
DK_CA_Aarhus | . | S33 | . | T005 | 1 | 199.6654
DK_CA_Aarhus | . | S33 | . | T006 | 1 | 199.6654
DK_CA_Aarhus | . | S33 | . | T007 | 0.99 | 197.6688
DK_CA_Aarhus | . | S33 | . | T008 | 0.99 | 197.6688
DK_CA_Aarhus | . | S33 | . | T009 | 0.95 | 189.6821
DK_CA_Aarhus | . | S33 | . | T010 | 0.95 | 189.6821
DK_CA_Aarhus | . | S33 | . | T011 | 0.85 | 169.7156
DK_CA_Aarhus | . | S33 | . | T012 | 0.85 | 169.7156
DK_CA_Aarhus | . | S33 | . | T013 | 0.85 | 169.7156
DK_CA_Aarhus | . | S33 | . | T014 | 0.72 | 143.7591
DK_CA_Aarhus | . | S33 | . | T015 | 0.57 | 113.8093
DK_CA_Aarhus | . | S33 | . | T016 | 0.57 | 113.8093
DK_CA_Aarhus | . | S33 | . | T017 | 0.57 | 113.8093
DK_CA_Aarhus | . | S33 | . | T018 | 0.57 | 113.8093
DK_CA_Aarhus | . | S33 | . | T019 | 0.57 | 113.8093
DK_CA_Aarhus | . | S33 | . | T020 | 0.42 | 83.8595
DK_CA_Aarhus | . | S33 | . | T021 | 0.42 | 83.8595
DK_CA_Aarhus | . | S33 | . | T022 | 0.42 | 83.8595
DK_CA_Aarhus | . | S33 | . | T023 | 0.42 | 83.8595
DK_CA_Aarhus | . | S33 | . | T024 | 0.3 | 59.8996
DK_CA_Aarhus | . | S33 | . | T025 | 0.3 | 59.8996
DK_CA_Aarhus | . | S33 | . | T026 | 0.42 | 83.8595
DK_CA_Aarhus | . | S33 | . | T027 | 0.3 | 59.8996
DK_CA_Aarhus | . | S33 | . | T028 | 0.3 | 59.8996
DK_CA_Aarhus | . | S33 | . | T029 | 0.3 | 59.8996
DK_CA_Aarhus | . | S33 | . | T030 | 0.19 | 37.9364
DK_CA_Aarhus | . | S33 | . | T031 | 0.19 | 37.9364
DK_CA_Aarhus | . | S33 | . | T032 | 0.3 | 59.8996
DK_CA_Aarhus | . | S33 | . | T033 | 0.19 | 37.9364
DK_CA_Aarhus | . | S33 | . | T034 | 0.19 | 37.9364
DK_CA_Aarhus | . | S33 | . | T035 | 0.3 | 59.8996
DK_CA_Aarhus | . | S33 | . | T036 | 0.3 | 59.8996
DK_CA_Aarhus | . | S33 | . | T037 | 0.42 | 83.8595
DK_CA_Aarhus | . | S33 | . | T038 | 0.42 | 83.8595
DK_CA_Aarhus | . | S33 | . | T039 | 0.57 | 113.8093
DK_CA_Aarhus | . | S33 | . | T040 | 0.57 | 113.8093
DK_CA_Aarhus | . | S33 | . | T041 | 0.57 | 113.8093
DK_CA_Aarhus | . | S33 | . | T042 | 0.57 | 113.8093
DK_CA_Aarhus | . | S33 | . | T043 | 0.57 | 113.8093
DK_CA_Aarhus | . | S33 | . | T044 | 0.57 | 113.8093
DK_CA_Aarhus | . | S33 | . | T045 | 0.57 | 113.8093
DK_CA_Aarhus | . | S33 | . | T046 | 0.57 | 113.8093
DK_CA_Aarhus | . | S33 | . | T047 | 0.57 | 113.8093
DK_CA_Aarhus | . | S33 | . | T048 | 0.57 | 113.8093
DK_CA_Aarhus | . | S33 | . | T049 | 0.57 | 113.8093
DK_CA_Aarhus | . | S33 | . | T050 | 0.72 | 143.7591
DK_CA_Aarhus | . | S33 | . | T051 | 0.72 | 143.7591
DK_CA_Aarhus | . | S33 | . | T052 | 0.57 | 113.8093
DK_CA_Aarhus | . | S33 | . | T053 | 0.57 | 113.8093
DK_CA_Aarhus | . | S33 | . | T054 | 0.57 | 113.8093
DK_CA_Aarhus | . | S33 | . | T055 | 0.57 | 113.8093
DK_CA_Aarhus | . | S33 | . | T056 | 0.57 | 113.8093
DK_CA_Aarhus | . | S33 | . | T057 | 0.57 | 113.8093
DK_CA_Aarhus | . | S33 | . | T058 | 0.57 | 113.8093
DK_CA_Aarhus | . | S33 | . | T059 | 0.57 | 113.8093
DK_CA_Aarhus | . | S33 | . | T060 | 0.57 | 113.8093
DK_CA_Aarhus | . | S33 | . | T061 | 0.57 | 113.8093
DK_CA_Aarhus | . | S33 | . | T062 | 0.42 | 83.8595
DK_CA_Aarhus | . | S33 | . | T063 | 0.42 | 83.8595
DK_CA_Aarhus | . | S33 | . | T064 | 0.3 | 59.8996
DK_CA_Aarhus | . | S33 | . | T065 | 0.3 | 59.8996
DK_CA_Aarhus | . | S33 | . | T066 | 0.19 | 37.9364
DK_CA_Aarhus | . | S33 | . | T067 | 0.19 | 37.9364
DK_CA_Aarhus | . | S33 | . | T068 | 0.12 | 23.9598
DK_CA_Aarhus | . | S33 | . | T069 | 0.12 | 23.9598
DK_CA_Aarhus | . | S33 | . | T070 | 0.06 | 11.9799
DK_CA_Aarhus | . | S33 | . | T071 | 0.03 | 5.99
DK_CA_Aarhus | . | S33 | . | T072 | 0.03 | 5.99
DK_CA_Aarhus | . | S33 | . | T073 | 0.03 | 5.99
DK_CA_Aarhus | . | S33 | . | T074 | 0.06 | 11.9799
DK_CA_Aarhus | . | S33 | . | T075 | 0.12 | 23.9598
DK_CA_Aarhus | . | S33 | . | T076 | 0.19 | 37.9364
DK_CA_Aarhus | . | S33 | . | T077 | 0.19 | 37.9364
DK_CA_Aarhus | . | S33 | . | T078 | 0.3 | 59.8996
DK_CA_Aarhus | . | S33 | . | T079 | 0.3 | 59.8996
DK_CA_Aarhus | . | S33 | . | T080 | 0.42 | 83.8595
DK_CA_Aarhus | . | S33 | . | T081 | 0.42 | 83.8595
DK_CA_Aarhus | . | S33 | . | T082 | 0.42 | 83.8595
DK_CA_Aarhus | . | S33 | . | T083 | 0.42 | 83.8595
DK_CA_Aarhus | . | S33 | . | T084 | 0.3 | 59.8996
DK_CA_Aarhus | . | S33 | . | T085 | 0.3 | 59.8996
DK_CA_Aarhus | . | S33 | . | T086 | 0.3 | 59.8996
DK_CA_Aarhus | . | S33 | . | T087 | 0.19 | 37.9364
DK_CA_Aarhus | . | S33 | . | T088 | 0.3 | 59.8996
DK_CA_Aarhus | . | S33 | . | T089 | 0.3 | 59.8996
DK_CA_Aarhus | . | S33 | . | T090 | 0.3 | 59.8996
DK_CA_Aarhus | . | S33 | . | T091 | 0.3 | 59.8996
DK_CA_Aarhus | . | S33 | . | T092 | 0.3 | 59.8996
DK_CA_Aarhus | . | S33 | . | T093 | 0.3 | 59.8996
DK_CA_Aarhus | . | S33 | . | T094 | 0.3 | 59.8996
DK_CA_Aarhus | . | S33 | . | T095 | 0.3 | 59.8996
DK_CA_Aarhus | . | S33 | . | T096 | 0.19 | 37.9364
DK_CA_Aarhus | . | S33 | . | T097 | 0.19 | 37.9364
DK_CA_Aarhus | . | S33 | . | T098 | 0.19 | 37.9364
DK_CA_Aarhus | . | S33 | . | T099 | 0.3 | 59.8996
DK_CA_Aarhus | . | S33 | . | T100 | 0.3 | 59.8996
DK_CA_Aarhus | . | S33 | . | T101 | 0.3 | 59.8996
DK_CA_Aarhus | . | S33 | . | T102 | 0.3 | 59.8996
DK_CA_Aarhus | . | S33 | . | T103 | 0.3 | 59.8996
DK_CA_Aarhus | . | S33 | . | T104 | 0.42 | 83.8595
DK_CA_Aarhus | . | S33 | . | T105 | 0.42 | 83.8595
DK_CA_Aarhus | . | S33 | . | T106 | 0.57 | 113.8093
DK_CA_Aarhus | . | S33 | . | T107 | 0.72 | 143.7591
DK_CA_Aarhus | . | S33 | . | T108 | 0.72 | 143.7591
DK_CA_Aarhus | . | S33 | . | T109 | 0.72 | 143.7591
DK_CA_Aarhus | . | S33 | . | T110 | 0.85 | 169.7156
DK_CA_Aarhus | . | S33 | . | T111 | 0.85 | 169.7156
DK_CA_Aarhus | . | S33 | . | T112 | 0.72 | 143.7591
DK_CA_Aarhus | . | S33 | . | T113 | 0.72 | 143.7591
DK_CA_Aarhus | . | S33 | . | T114 | 0.72 | 143.7591
DK_CA_Aarhus | . | S33 | . | T115 | 0.85 | 169.7156
DK_CA_Aarhus | . | S33 | . | T116 | 0.95 | 189.6821
DK_CA_Aarhus | . | S33 | . | T117 | 0.95 | 189.6821
DK_CA_Aarhus | . | S33 | . | T118 | 0.85 | 169.7156
DK_CA_Aarhus | . | S33 | . | T119 | 0.72 | 143.7591
DK_CA_Aarhus | . | S33 | . | T120 | 0.72 | 143.7591
DK_CA_Aarhus | . | S33 | . | T121 | 0.57 | 113.8093
DK_CA_Aarhus | . | S33 | . | T122 | 0.42 | 83.8595
DK_CA_Aarhus | . | S33 | . | T123 | 0.3 | 59.8996
DK_CA_Aarhus | . | S33 | . | T124 | 0.3 | 59.8996
DK_CA_Aarhus | . | S33 | . | T125 | 0.3 | 59.8996
DK_CA_Aarhus | . | S33 | . | T126 | 0.3 | 59.8996
DK_CA_Aarhus | . | S33 | . | T127 | 0.42 | 83.8595
DK_CA_Aarhus | . | S33 | . | T128 | 0.42 | 83.8595
DK_CA_Aarhus | . | S33 | . | T129 | 0.42 | 83.8595
DK_CA_Aarhus | . | S33 | . | T130 | 0.42 | 83.8595
DK_CA_Aarhus | . | S33 | . | T131 | 0.42 | 83.8595
DK_CA_Aarhus | . | S33 | . | T132 | 0.42 | 83.8595
DK_CA_Aarhus | . | S33 | . | T133 | 0.3 | 59.8996
DK_CA_Aarhus | . | S33 | . | T134 | 0.3 | 59.8996
DK_CA_Aarhus | . | S33 | . | T135 | 0.19 | 37.9364
DK_CA_Aarhus | . | S33 | . | T136 | 0.19 | 37.9364
DK_CA_Aarhus | . | S33 | . | T137 | 0.12 | 23.9598
DK_CA_Aarhus | . | S33 | . | T138 | 0.12 | 23.9598
DK_CA_Aarhus | . | S33 | . | T139 | 0.06 | 11.9799
DK_CA_Aarhus | . | S33 | . | T140 | 0.06 | 11.9799
DK_CA_Aarhus | . | S33 | . | T141 | 0.03 | 5.99
DK_CA_Aarhus | . | S33 | . | T142 | 0.03 | 5.99
DK_CA_Aarhus | . | S33 | . | T143 | 0 | 0
DK_CA_Aarhus | . | S33 | . | T144 | 0 | 0
DK_CA_Aarhus | . | S33 | . | T145 | 0 | 0
DK_CA_Aarhus | . | S33 | . | T146 | 0 | 0
DK_CA_Aarhus | . | S33 | . | T147 | 0 | 0
DK_CA_Aarhus | . | S33 | . | T148 | 0 | 0
DK_CA_Aarhus | . | S33 | . | T149 | 0 | 0
DK_CA_Aarhus | . | S33 | . | T150 | 0.03 | 5.99
DK_CA_Aarhus | . | S33 | . | T151 | 0.03 | 5.99
DK_CA_Aarhus | . | S33 | . | T152 | 0.06 | 11.9799
DK_CA_Aarhus | . | S33 | . | T153 | 0.19 | 37.9364
DK_CA_Aarhus | . | S33 | . | T154 | 0.42 | 83.8595
DK_CA_Aarhus | . | S33 | . | T155 | 0.42 | 83.8595
DK_CA_Aarhus | . | S33 | . | T156 | 0.42 | 83.8595
DK_CA_Aarhus | . | S33 | . | T157 | 0.42 | 83.8595
DK_CA_Aarhus | . | S33 | . | T158 | 0.42 | 83.8595
DK_CA_Aarhus | . | S33 | . | T159 | 0.42 | 83.8595
DK_CA_Aarhus | . | S33 | . | T160 | 0.42 | 83.8595
DK_CA_Aarhus | . | S33 | . | T161 | 0.42 | 83.8595
DK_CA_Aarhus | . | S33 | . | T162 | 0.57 | 113.8093
DK_CA_Aarhus | . | S33 | . | T163 | 0.72 | 143.7591
DK_CA_Aarhus | . | S33 | . | T164 | 0.85 | 169.7156
DK_CA_Aarhus | . | S33 | . | T165 | 0.85 | 169.7156
DK_CA_Aarhus | . | S33 | . | T166 | 0.85 | 169.7156
DK_CA_Aarhus | . | S33 | . | T167 | 0.95 | 189.6821
DK_CA_Aarhus | . | S33 | . | T168 | 0.95 | 189.6821
DK_CA_Aarhus | . | S34 | . | T001 | 0.95 | 189.6821
DK_CA_Aarhus | . | S34 | . | T002 | 0.95 | 189.6821
DK_CA_Aarhus | . | S34 | . | T003 | 0.99 | 197.6688
DK_CA_Aarhus | . | S34 | . | T004 | 0.99 | 197.6688
DK_CA_Aarhus | . | S34 | . | T005 | 0.99 | 197.6688
DK_CA_Aarhus | . | S34 | . | T006 | 0.99 | 197.6688
DK_CA_Aarhus | . | S34 | . | T007 | 0.99 | 197.6688
DK_CA_Aarhus | . | S34 | . | T008 | 0.95 | 189.6821
DK_CA_Aarhus | . | S34 | . | T009 | 0.85 | 169.7156
DK_CA_Aarhus | . | S34 | . | T010 | 0.85 | 169.7156
DK_CA_Aarhus | . | S34 | . | T011 | 0.72 | 143.7591
DK_CA_Aarhus | . | S34 | . | T012 | 0.57 | 113.8093
DK_CA_Aarhus | . | S34 | . | T013 | 0.57 | 113.8093
DK_CA_Aarhus | . | S34 | . | T014 | 0.42 | 83.8595
DK_CA_Aarhus | . | S34 | . | T015 | 0.42 | 83.8595
DK_CA_Aarhus | . | S34 | . | T016 | 0.42 | 83.8595
DK_CA_Aarhus | . | S34 | . | T017 | 0.42 | 83.8595
DK_CA_Aarhus | . | S34 | . | T018 | 0.42 | 83.8595
DK_CA_Aarhus | . | S34 | . | T019 | 0.57 | 113.8093
DK_CA_Aarhus | . | S34 | . | T020 | 0.57 | 113.8093
DK_CA_Aarhus | . | S34 | . | T021 | 0.72 | 143.7591
DK_CA_Aarhus | . | S34 | . | T022 | 0.85 | 169.7156
DK_CA_Aarhus | . | S34 | . | T023 | 0.85 | 169.7156
DK_CA_Aarhus | . | S34 | . | T024 | 0.72 | 143.7591
DK_CA_Aarhus | . | S34 | . | T025 | 0.72 | 143.7591
DK_CA_Aarhus | . | S34 | . | T026 | 0.72 | 143.7591
DK_CA_Aarhus | . | S34 | . | T027 | 0.72 | 143.7591
DK_CA_Aarhus | . | S34 | . | T028 | 0.57 | 113.8093
DK_CA_Aarhus | . | S34 | . | T029 | 0.57 | 113.8093
DK_CA_Aarhus | . | S34 | . | T030 | 0.57 | 113.8093
DK_CA_Aarhus | . | S34 | . | T031 | 0.57 | 113.8093
DK_CA_Aarhus | . | S34 | . | T032 | 0.57 | 113.8093
DK_CA_Aarhus | . | S34 | . | T033 | 0.57 | 113.8093
DK_CA_Aarhus | . | S34 | . | T034 | 0.42 | 83.8595
DK_CA_Aarhus | . | S34 | . | T035 | 0.42 | 83.8595
DK_CA_Aarhus | . | S34 | . | T036 | 0.42 | 83.8595
DK_CA_Aarhus | . | S34 | . | T037 | 0.3 | 59.8996
DK_CA_Aarhus | . | S34 | . | T038 | 0.3 | 59.8996
DK_CA_Aarhus | . | S34 | . | T039 | 0.3 | 59.8996
DK_CA_Aarhus | . | S34 | . | T040 | 0.19 | 37.9364
DK_CA_Aarhus | . | S34 | . | T041 | 0.19 | 37.9364
DK_CA_Aarhus | . | S34 | . | T042 | 0.19 | 37.9364
DK_CA_Aarhus | . | S34 | . | T043 | 0.19 | 37.9364
DK_CA_Aarhus | . | S34 | . | T044 | 0.12 | 23.9598
DK_CA_Aarhus | . | S34 | . | T045 | 0.06 | 11.9799
DK_CA_Aarhus | . | S34 | . | T046 | 0.03 | 5.99
DK_CA_Aarhus | . | S34 | . | T047 | 0.03 | 5.99
DK_CA_Aarhus | . | S34 | . | T048 | 0.03 | 5.99
DK_CA_Aarhus | . | S34 | . | T049 | 0.03 | 5.99
DK_CA_Aarhus | . | S34 | . | T050 | 0.03 | 5.99
DK_CA_Aarhus | . | S34 | . | T051 | 0.03 | 5.99
DK_CA_Aarhus | . | S34 | . | T052 | 0 | 0
DK_CA_Aarhus | . | S34 | . | T053 | 0 | 0
DK_CA_Aarhus | . | S34 | . | T054 | 0 | 0
DK_CA_Aarhus | . | S34 | . | T055 | 0 | 0
DK_CA_Aarhus | . | S34 | . | T056 | 0 | 0
DK_CA_Aarhus | . | S34 | . | T057 | 0 | 0
DK_CA_Aarhus | . | S34 | . | T058 | 0 | 0
DK_CA_Aarhus | . | S34 | . | T059 | 0 | 0
DK_CA_Aarhus | . | S34 | . | T060 | 0 | 0
DK_CA_Aarhus | . | S34 | . | T061 | 0.03 | 5.99
DK_CA_Aarhus | . | S34 | . | T062 | 0.06 | 11.9799
DK_CA_Aarhus | . | S34 | . | T063 | 0.06 | 11.9799
DK_CA_Aarhus | . | S34 | . | T064 | 0.12 | 23.9598
DK_CA_Aarhus | . | S34 | . | T065 | 0.12 | 23.9598
DK_CA_Aarhus | . | S34 | . | T066 | 0.12 | 23.9598
DK_CA_Aarhus | . | S34 | . | T067 | 0.06 | 11.9799
DK_CA_Aarhus | . | S34 | . | T068 | 0.06 | 11.9799
DK_CA_Aarhus | . | S34 | . | T069 | 0.06 | 11.9799
DK_CA_Aarhus | . | S34 | . | T070 | 0.12 | 23.9598
DK_CA_Aarhus | . | S34 | . | T071 | 0.12 | 23.9598
DK_CA_Aarhus | . | S34 | . | T072 | 0.12 | 23.9598
DK_CA_Aarhus | . | S34 | . | T073 | 0.12 | 23.9598
DK_CA_Aarhus | . | S34 | . | T074 | 0.19 | 37.9364
DK_CA_Aarhus | . | S34 | . | T075 | 0.19 | 37.9364
DK_CA_Aarhus | . | S34 | . | T076 | 0.19 | 37.9364
DK_CA_Aarhus | . | S34 | . | T077 | 0.19 | 37.9364
DK_CA_Aarhus | . | S34 | . | T078 | 0.19 | 37.9364
DK_CA_Aarhus | . | S34 | . | T079 | 0.12 | 23.9598
DK_CA_Aarhus | . | S34 | . | T080 | 0.12 | 23.9598
DK_CA_Aarhus | . | S34 | . | T081 | 0.12 | 23.9598
DK_CA_Aarhus | . | S34 | . | T082 | 0.19 | 37.9364
DK_CA_Aarhus | . | S34 | . | T083 | 0.19 | 37.9364
DK_CA_Aarhus | . | S34 | . | T084 | 0.3 | 59.8996
DK_CA_Aarhus | . | S34 | . | T085 | 0.3 | 59.8996
DK_CA_Aarhus | . | S34 | . | T086 | 0.3 | 59.8996
DK_CA_Aarhus | . | S34 | . | T087 | 0.19 | 37.9364
DK_CA_Aarhus | . | S34 | . | T088 | 0.19 | 37.9364
DK_CA_Aarhus | . | S34 | . | T089 | 0.19 | 37.9364
DK_CA_Aarhus | . | S34 | . | T090 | 0.12 | 23.9598
DK_CA_Aarhus | . | S34 | . | T091 | 0.12 | 23.9598
DK_CA_Aarhus | . | S34 | . | T092 | 0.12 | 23.9598
DK_CA_Aarhus | . | S34 | . | T093 | 0.19 | 37.9364
DK_CA_Aarhus | . | S34 | . | T094 | 0.42 | 83.8595
DK_CA_Aarhus | . | S34 | . | T095 | 0.57 | 113.8093
DK_CA_Aarhus | . | S34 | . | T096 | 0.57 | 113.8093
DK_CA_Aarhus | . | S34 | . | T097 | 0.57 | 113.8093
DK_CA_Aarhus | . | S34 | . | T098 | 0.57 | 113.8093
DK_CA_Aarhus | . | S34 | . | T099 | 0.42 | 83.8595
DK_CA_Aarhus | . | S34 | . | T100 | 0.3 | 59.8996
DK_CA_Aarhus | . | S34 | . | T101 | 0.3 | 59.8996
DK_CA_Aarhus | . | S34 | . | T102 | 0.3 | 59.8996
DK_CA_Aarhus | . | S34 | . | T103 | 0.3 | 59.8996
DK_CA_Aarhus | . | S34 | . | T104 | 0.3 | 59.8996
DK_CA_Aarhus | . | S34 | . | T105 | 0.3 | 59.8996
DK_CA_Aarhus | . | S34 | . | T106 | 0.3 | 59.8996
DK_CA_Aarhus | . | S34 | . | T107 | 0.3 | 59.8996
DK_CA_Aarhus | . | S34 | . | T108 | 0.3 | 59.8996
DK_CA_Aarhus | . | S34 | . | T109 | 0.3 | 59.8996
DK_CA_Aarhus | . | S34 | . | T110 | 0.3 | 59.8996
DK_CA_Aarhus | . | S34 | . | T111 | 0.19 | 37.9364
DK_CA_Aarhus | . | S34 | . | T112 | 0.12 | 23.9598
DK_CA_Aarhus | . | S34 | . | T113 | 0.12 | 23.9598
DK_CA_Aarhus | . | S34 | . | T114 | 0.06 | 11.9799
DK_CA_Aarhus | . | S34 | . | T115 | 0.03 | 5.99
DK_CA_Aarhus | . | S34 | . | T116 | 0.06 | 11.9799
DK_CA_Aarhus | . | S34 | . | T117 | 0.19 | 37.9364
DK_CA_Aarhus | . | S34 | . | T118 | 0.3 | 59.8996
DK_CA_Aarhus | . | S34 | . | T119 | 0.19 | 37.9364
DK_CA_Aarhus | . | S34 | . | T120 | 0.06 | 11.9799
DK_CA_Aarhus | . | S34 | . | T121 | 0.03 | 5.99
DK_CA_Aarhus | . | S34 | . | T122 | 0.03 | 5.99
DK_CA_Aarhus | . | S34 | . | T123 | 0.03 | 5.99
DK_CA_Aarhus | . | S34 | . | T124 | 0 | 0
DK_CA_Aarhus | . | S34 | . | T125 | 0 | 0
DK_CA_Aarhus | . | S34 | . | T126 | 0 | 0
DK_CA_Aarhus | . | S34 | . | T127 | 0 | 0
DK_CA_Aarhus | . | S34 | . | T128 | 0 | 0
DK_CA_Aarhus | . | S34 | . | T129 | 0 | 0
DK_CA_Aarhus | . | S34 | . | T130 | 0.03 | 5.99
DK_CA_Aarhus | . | S34 | . | T131 | 0.06 | 11.9799
DK_CA_Aarhus | . | S34 | . | T132 | 0.06 | 11.9799
DK_CA_Aarhus | . | S34 | . | T133 | 0.06 | 11.9799
DK_CA_Aarhus | . | S34 | . | T134 | 0.06 | 11.9799
DK_CA_Aarhus | . | S34 | . | T135 | 0.06 | 11.9799
DK_CA_Aarhus | . | S34 | . | T136 | 0.03 | 5.99
DK_CA_Aarhus | . | S34 | . | T137 | 0.03 | 5.99
DK_CA_Aarhus | . | S34 | . | T138 | 0.03 | 5.99
DK_CA_Aarhus | . | S34 | . | T139 | 0.06 | 11.9799
DK_CA_Aarhus | . | S34 | . | T140 | 0.06 | 11.9799
DK_CA_Aarhus | . | S34 | . | T141 | 0.12 | 23.9598
DK_CA_Aarhus | . | S34 | . | T142 | 0.12 | 23.9598
DK_CA_Aarhus | . | S34 | . | T143 | 0.12 | 23.9598
DK_CA_Aarhus | . | S34 | . | T144 | 0.19 | 37.9364
DK_CA_Aarhus | . | S34 | . | T145 | 0.19 | 37.9364
DK_CA_Aarhus | . | S34 | . | T146 | 0.3 | 59.8996
DK_CA_Aarhus | . | S34 | . | T147 | 0.3 | 59.8996
DK_CA_Aarhus | . | S34 | . | T148 | 0.3 | 59.8996
DK_CA_Aarhus | . | S34 | . | T149 | 0.42 | 83.8595
DK_CA_Aarhus | . | S34 | . | T150 | 0.3 | 59.8996
DK_CA_Aarhus | . | S34 | . | T151 | 0.3 | 59.8996
DK_CA_Aarhus | . | S34 | . | T152 | 0.57 | 113.8093
DK_CA_Aarhus | . | S34 | . | T153 | 0.57 | 113.8093
DK_CA_Aarhus | . | S34 | . | T154 | 0.57 | 113.8093
DK_CA_Aarhus | . | S34 | . | T155 | 0.42 | 83.8595
DK_CA_Aarhus | . | S34 | . | T156 | 0.42 | 83.8595
DK_CA_Aarhus | . | S34 | . | T157 | 0.42 | 83.8595
DK_CA_Aarhus | . | S34 | . | T158 | 0.42 | 83.8595
DK_CA_Aarhus | . | S34 | . | T159 | 0.3 | 59.8996
DK_CA_Aarhus | . | S34 | . | T160 | 0.19 | 37.9364
DK_CA_Aarhus | . | S34 | . | T161 | 0.12 | 23.9598
DK_CA_Aarhus | . | S34 | . | T162 | 0.12 | 23.9598
DK_CA_Aarhus | . | S34 | . | T163 | 0.06 | 11.9799
DK_CA_Aarhus | . | S34 | . | T164 | 0.03 | 5.99
DK_CA_Aarhus | . | S34 | . | T165 | 0 | 0
DK_CA_Aarhus | . | S34 | . | T166 | 0 | 0
DK_CA_Aarhus | . | S34 | . | T167 | 0 | 0
DK_CA_Aarhus | . | S34 | . | T168 | 0 | 0
DK_CA_Aarhus | . | S35 | . | T001 | 0.03 | 5.99
DK_CA_Aarhus | . | S35 | . | T002 | 0.06 | 11.9799
DK_CA_Aarhus | . | S35 | . | T003 | 0.12 | 23.9598
DK_CA_Aarhus | . | S35 | . | T004 | 0.19 | 37.9364
DK_CA_Aarhus | . | S35 | . | T005 | 0.3 | 59.8996
DK_CA_Aarhus | . | S35 | . | T006 | 0.42 | 83.8595
DK_CA_Aarhus | . | S35 | . | T007 | 0.42 | 83.8595
DK_CA_Aarhus | . | S35 | . | T008 | 0.42 | 83.8595
DK_CA_Aarhus | . | S35 | . | T009 | 0.42 | 83.8595
DK_CA_Aarhus | . | S35 | . | T010 | 0.3 | 59.8996
DK_CA_Aarhus | . | S35 | . | T011 | 0.12 | 23.9598
DK_CA_Aarhus | . | S35 | . | T012 | 0.06 | 11.9799
DK_CA_Aarhus | . | S35 | . | T013 | 0.03 | 5.99
DK_CA_Aarhus | . | S35 | . | T014 | 0.06 | 11.9799
DK_CA_Aarhus | . | S35 | . | T015 | 0.12 | 23.9598
DK_CA_Aarhus | . | S35 | . | T016 | 0.12 | 23.9598
DK_CA_Aarhus | . | S35 | . | T017 | 0.12 | 23.9598
DK_CA_Aarhus | . | S35 | . | T018 | 0.12 | 23.9598
DK_CA_Aarhus | . | S35 | . | T019 | 0.06 | 11.9799
DK_CA_Aarhus | . | S35 | . | T020 | 0.03 | 5.99
DK_CA_Aarhus | . | S35 | . | T021 | 0.03 | 5.99
DK_CA_Aarhus | . | S35 | . | T022 | 0.03 | 5.99
DK_CA_Aarhus | . | S35 | . | T023 | 0.06 | 11.9799
DK_CA_Aarhus | . | S35 | . | T024 | 0.06 | 11.9799
DK_CA_Aarhus | . | S35 | . | T025 | 0.19 | 37.9364
DK_CA_Aarhus | . | S35 | . | T026 | 0.3 | 59.8996
DK_CA_Aarhus | . | S35 | . | T027 | 0.42 | 83.8595
DK_CA_Aarhus | . | S35 | . | T028 | 0.42 | 83.8595
DK_CA_Aarhus | . | S35 | . | T029 | 0.57 | 113.8093
DK_CA_Aarhus | . | S35 | . | T030 | 0.57 | 113.8093
DK_CA_Aarhus | . | S35 | . | T031 | 0.72 | 143.7591
DK_CA_Aarhus | . | S35 | . | T032 | 0.85 | 169.7156
DK_CA_Aarhus | . | S35 | . | T033 | 0.95 | 189.6821
DK_CA_Aarhus | . | S35 | . | T034 | 0.95 | 189.6821
DK_CA_Aarhus | . | S35 | . | T035 | 0.95 | 189.6821
DK_CA_Aarhus | . | S35 | . | T036 | 0.99 | 197.6688
DK_CA_Aarhus | . | S35 | . | T037 | 1 | 199.6654
DK_CA_Aarhus | . | S35 | . | T038 | 1 | 199.6654
DK_CA_Aarhus | . | S35 | . | T039 | 1 | 199.6654
DK_CA_Aarhus | . | S35 | . | T040 | 1 | 199.6654
DK_CA_Aarhus | . | S35 | . | T041 | 1 | 199.6654
DK_CA_Aarhus | . | S35 | . | T042 | 1 | 199.6654
DK_CA_Aarhus | . | S35 | . | T043 | 1 | 199.6654
DK_CA_Aarhus | . | S35 | . | T044 | 1 | 199.6654
DK_CA_Aarhus | . | S35 | . | T045 | 1 | 199.6654
DK_CA_Aarhus | . | S35 | . | T046 | 1 | 199.6654
DK_CA_Aarhus | . | S35 | . | T047 | 1 | 199.6654
DK_CA_Aarhus | . | S35 | . | T048 | 1 | 199.6654
DK_CA_Aarhus | . | S35 | . | T049 | 1 | 199.6654
DK_CA_Aarhus | . | S35 | . | T050 | 1 | 199.6654
DK_CA_Aarhus | . | S35 | . | T051 | 1 | 199.6654
DK_CA_Aarhus | . | S35 | . | T052 | 1 | 199.6654
DK_CA_Aarhus | . | S35 | . | T053 | 1 | 199.6654
DK_CA_Aarhus | . | S35 | . | T054 | 1 | 199.6654
DK_CA_Aarhus | . | S35 | . | T055 | 1 | 199.6654
DK_CA_Aarhus | . | S35 | . | T056 | 1 | 199.6654
DK_CA_Aarhus | . | S35 | . | T057 | 1 | 199.6654
DK_CA_Aarhus | . | S35 | . | T058 | 1 | 199.6654
DK_CA_Aarhus | . | S35 | . | T059 | 1 | 199.6654
DK_CA_Aarhus | . | S35 | . | T060 | 1 | 199.6654
DK_CA_Aarhus | . | S35 | . | T061 | 1 | 199.6654
DK_CA_Aarhus | . | S35 | . | T062 | 1 | 199.6654
DK_CA_Aarhus | . | S35 | . | T063 | 1 | 199.6654
DK_CA_Aarhus | . | S35 | . | T064 | 1 | 199.6654
DK_CA_Aarhus | . | S35 | . | T065 | 1 | 199.6654
DK_CA_Aarhus | . | S35 | . | T066 | 1 | 199.6654
DK_CA_Aarhus | . | S35 | . | T067 | 1 | 199.6654
DK_CA_Aarhus | . | S35 | . | T068 | 1 | 199.6654
DK_CA_Aarhus | . | S35 | . | T069 | 0.99 | 197.6688
DK_CA_Aarhus | . | S35 | . | T070 | 0.99 | 197.6688
DK_CA_Aarhus | . | S35 | . | T071 | 0.95 | 189.6821
DK_CA_Aarhus | . | S35 | . | T072 | 0.85 | 169.7156
DK_CA_Aarhus | . | S35 | . | T073 | 0.72 | 143.7591
DK_CA_Aarhus | . | S35 | . | T074 | 0.57 | 113.8093
DK_CA_Aarhus | . | S35 | . | T075 | 0.42 | 83.8595
DK_CA_Aarhus | . | S35 | . | T076 | 0.42 | 83.8595
DK_CA_Aarhus | . | S35 | . | T077 | 0.42 | 83.8595
DK_CA_Aarhus | . | S35 | . | T078 | 0.3 | 59.8996
DK_CA_Aarhus | . | S35 | . | T079 | 0.3 | 59.8996
DK_CA_Aarhus | . | S35 | . | T080 | 0.19 | 37.9364
DK_CA_Aarhus | . | S35 | . | T081 | 0.12 | 23.9598
DK_CA_Aarhus | . | S35 | . | T082 | 0.12 | 23.9598
DK_CA_Aarhus | . | S35 | . | T083 | 0.06 | 11.9799
DK_CA_Aarhus | . | S35 | . | T084 | 0.03 | 5.99
DK_CA_Aarhus | . | S35 | . | T085 | 0.03 | 5.99
DK_CA_Aarhus | . | S35 | . | T086 | 0 | 0
DK_CA_Aarhus | . | S35 | . | T087 | 0 | 0
DK_CA_Aarhus | . | S35 | . | T088 | 0 | 0
DK_CA_Aarhus | . | S35 | . | T089 | 0 | 0
DK_CA_Aarhus | . | S35 | . | T090 | 0 | 0
DK_CA_Aarhus | . | S35 | . | T091 | 0 | 0
DK_CA_Aarhus | . | S35 | . | T092 | 0 | 0
DK_CA_Aarhus | . | S35 | . | T093 | 0.03 | 5.99
DK_CA_Aarhus | . | S35 | . | T094 | 0.03 | 5.99
DK_CA_Aarhus | . | S35 | . | T095 | 0.03 | 5.99
DK_CA_Aarhus | . | S35 | . | T096 | 0.03 | 5.99
DK_CA_Aarhus | . | S35 | . | T097 | 0.06 | 11.9799
DK_CA_Aarhus | . | S35 | . | T098 | 0.06 | 11.9799
DK_CA_Aarhus | . | S35 | . | T099 | 0.12 | 23.9598
DK_CA_Aarhus | . | S35 | . | T100 | 0.12 | 23.9598
DK_CA_Aarhus | . | S35 | . | T101 | 0.12 | 23.9598
DK_CA_Aarhus | . | S35 | . | T102 | 0.12 | 23.9598
DK_CA_Aarhus | . | S35 | . | T103 | 0.12 | 23.9598
DK_CA_Aarhus | . | S35 | . | T104 | 0.12 | 23.9598
DK_CA_Aarhus | . | S35 | . | T105 | 0.19 | 37.9364
DK_CA_Aarhus | . | S35 | . | T106 | 0.19 | 37.9364
DK_CA_Aarhus | . | S35 | . | T107 | 0.3 | 59.8996
DK_CA_Aarhus | . | S35 | . | T108 | 0.3 | 59.8996
DK_CA_Aarhus | . | S35 | . | T109 | 0.42 | 83.8595
DK_CA_Aarhus | . | S35 | . | T110 | 0.42 | 83.8595
DK_CA_Aarhus | . | S35 | . | T111 | 0.42 | 83.8595
DK_CA_Aarhus | . | S35 | . | T112 | 0.42 | 83.8595
DK_CA_Aarhus | . | S35 | . | T113 | 0.42 | 83.8595
DK_CA_Aarhus | . | S35 | . | T114 | 0.42 | 83.8595
DK_CA_Aarhus | . | S35 | . | T115 | 0.42 | 83.8595
DK_CA_Aarhus | . | S35 | . | T116 | 0.57 | 113.8093
DK_CA_Aarhus | . | S35 | . | T117 | 0.72 | 143.7591
DK_CA_Aarhus | . | S35 | . | T118 | 0.72 | 143.7591
DK_CA_Aarhus | . | S35 | . | T119 | 0.57 | 113.8093
DK_CA_Aarhus | . | S35 | . | T120 | 0.57 | 113.8093
DK_CA_Aarhus | . | S35 | . | T121 | 0.57 | 113.8093
DK_CA_Aarhus | . | S35 | . | T122 | 0.57 | 113.8093
DK_CA_Aarhus | . | S35 | . | T123 | 0.57 | 113.8093
DK_CA_Aarhus | . | S35 | . | T124 | 0.57 | 113.8093
DK_CA_Aarhus | . | S35 | . | T125 | 0.57 | 113.8093
DK_CA_Aarhus | . | S35 | . | T126 | 0.57 | 113.8093
DK_CA_Aarhus | . | S35 | . | T127 | 0.42 | 83.8595
DK_CA_Aarhus | . | S35 | . | T128 | 0.42 | 83.8595
DK_CA_Aarhus | . | S35 | . | T129 | 0.42 | 83.8595
DK_CA_Aarhus | . | S35 | . | T130 | 0.3 | 59.8996
DK_CA_Aarhus | . | S35 | . | T131 | 0.3 | 59.8996
DK_CA_Aarhus | . | S35 | . | T132 | 0.3 | 59.8996
DK_CA_Aarhus | . | S35 | . | T133 | 0.19 | 37.9364
DK_CA_Aarhus | . | S35 | . | T134 | 0.06 | 11.9799
DK_CA_Aarhus | . | S35 | . | T135 | 0.03 | 5.99
DK_CA_Aarhus | . | S35 | . | T136 | 0.06 | 11.9799
DK_CA_Aarhus | . | S35 | . | T137 | 0.06 | 11.9799
DK_CA_Aarhus | . | S35 | . | T138 | 0.12 | 23.9598
DK_CA_Aarhus | . | S35 | . | T139 | 0.12 | 23.9598
DK_CA_Aarhus | . | S35 | . | T140 | 0.12 | 23.9598
DK_CA_Aarhus | . | S35 | . | T141 | 0.19 | 37.9364
DK_CA_Aarhus | . | S35 | . | T142 | 0.19 | 37.9364
DK_CA_Aarhus | . | S35 | . | T143 | 0.19 | 37.9364
DK_CA_Aarhus | . | S35 | . | T144 | 0.3 | 59.8996
DK_CA_Aarhus | . | S35 | . | T145 | 0.3 | 59.8996
DK_CA_Aarhus | . | S35 | . | T146 | 0.3 | 59.8996
DK_CA_Aarhus | . | S35 | . | T147 | 0.3 | 59.8996
DK_CA_Aarhus | . | S35 | . | T148 | 0.3 | 59.8996
DK_CA_Aarhus | . | S35 | . | T149 | 0.3 | 59.8996
DK_CA_Aarhus | . | S35 | . | T150 | 0.42 | 83.8595
DK_CA_Aarhus | . | S35 | . | T151 | 0.57 | 113.8093
DK_CA_Aarhus | . | S35 | . | T152 | 0.72 | 143.7591
DK_CA_Aarhus | . | S35 | . | T153 | 0.72 | 143.7591
DK_CA_Aarhus | . | S35 | . | T154 | 0.85 | 169.7156
DK_CA_Aarhus | . | S35 | . | T155 | 0.85 | 169.7156
DK_CA_Aarhus | . | S35 | . | T156 | 0.85 | 169.7156
DK_CA_Aarhus | . | S35 | . | T157 | 0.95 | 189.6821
DK_CA_Aarhus | . | S35 | . | T158 | 0.95 | 189.6821
DK_CA_Aarhus | . | S35 | . | T159 | 0.95 | 189.6821
DK_CA_Aarhus | . | S35 | . | T160 | 0.95 | 189.6821
DK_CA_Aarhus | . | S35 | . | T161 | 0.95 | 189.6821
DK_CA_Aarhus | . | S35 | . | T162 | 0.85 | 169.7156
DK_CA_Aarhus | . | S35 | . | T163 | 0.72 | 143.7591
DK_CA_Aarhus | . | S35 | . | T164 | 0.85 | 169.7156
DK_CA_Aarhus | . | S35 | . | T165 | 0.72 | 143.7591
DK_CA_Aarhus | . | S35 | . | T166 | 0.72 | 143.7591
DK_CA_Aarhus | . | S35 | . | T167 | 0.57 | 113.8093
DK_CA_Aarhus | . | S35 | . | T168 | 0.57 | 113.8093
DK_CA_Aarhus | . | S36 | . | T001 | 0.57 | 113.8093
DK_CA_Aarhus | . | S36 | . | T002 | 0.57 | 113.8093
DK_CA_Aarhus | . | S36 | . | T003 | 0.57 | 113.8093
DK_CA_Aarhus | . | S36 | . | T004 | 0.57 | 113.8093
DK_CA_Aarhus | . | S36 | . | T005 | 0.57 | 113.8093
DK_CA_Aarhus | . | S36 | . | T006 | 0.57 | 113.8093
DK_CA_Aarhus | . | S36 | . | T007 | 0.72 | 143.7591
DK_CA_Aarhus | . | S36 | . | T008 | 0.85 | 169.7156
DK_CA_Aarhus | . | S36 | . | T009 | 0.95 | 189.6821
DK_CA_Aarhus | . | S36 | . | T010 | 0.99 | 197.6688
DK_CA_Aarhus | . | S36 | . | T011 | 0.95 | 189.6821
DK_CA_Aarhus | . | S36 | . | T012 | 0.95 | 189.6821
DK_CA_Aarhus | . | S36 | . | T013 | 0.95 | 189.6821
DK_CA_Aarhus | . | S36 | . | T014 | 0.85 | 169.7156
DK_CA_Aarhus | . | S36 | . | T015 | 0.95 | 189.6821
DK_CA_Aarhus | . | S36 | . | T016 | 0.95 | 189.6821
DK_CA_Aarhus | . | S36 | . | T017 | 0.85 | 169.7156
DK_CA_Aarhus | . | S36 | . | T018 | 0.85 | 169.7156
DK_CA_Aarhus | . | S36 | . | T019 | 0.85 | 169.7156
DK_CA_Aarhus | . | S36 | . | T020 | 0.85 | 169.7156
DK_CA_Aarhus | . | S36 | . | T021 | 0.72 | 143.7591
DK_CA_Aarhus | . | S36 | . | T022 | 0.57 | 113.8093
DK_CA_Aarhus | . | S36 | . | T023 | 0.57 | 113.8093
DK_CA_Aarhus | . | S36 | . | T024 | 0.57 | 113.8093
DK_CA_Aarhus | . | S36 | . | T025 | 0.42 | 83.8595
DK_CA_Aarhus | . | S36 | . | T026 | 0.42 | 83.8595
DK_CA_Aarhus | . | S36 | . | T027 | 0.42 | 83.8595
DK_CA_Aarhus | . | S36 | . | T028 | 0.3 | 59.8996
DK_CA_Aarhus | . | S36 | . | T029 | 0.3 | 59.8996
DK_CA_Aarhus | . | S36 | . | T030 | 0.19 | 37.9364
DK_CA_Aarhus | . | S36 | . | T031 | 0.19 | 37.9364
DK_CA_Aarhus | . | S36 | . | T032 | 0.19 | 37.9364
DK_CA_Aarhus | . | S36 | . | T033 | 0.19 | 37.9364
DK_CA_Aarhus | . | S36 | . | T034 | 0.19 | 37.9364
DK_CA_Aarhus | . | S36 | . | T035 | 0.19 | 37.9364
DK_CA_Aarhus | . | S36 | . | T036 | 0.19 | 37.9364
DK_CA_Aarhus | . | S36 | . | T037 | 0.19 | 37.9364
DK_CA_Aarhus | . | S36 | . | T038 | 0.19 | 37.9364
DK_CA_Aarhus | . | S36 | . | T039 | 0.19 | 37.9364
DK_CA_Aarhus | . | S36 | . | T040 | 0.19 | 37.9364
DK_CA_Aarhus | . | S36 | . | T041 | 0.3 | 59.8996
DK_CA_Aarhus | . | S36 | . | T042 | 0.3 | 59.8996
DK_CA_Aarhus | . | S36 | . | T043 | 0.42 | 83.8595
DK_CA_Aarhus | . | S36 | . | T044 | 0.3 | 59.8996
DK_CA_Aarhus | . | S36 | . | T045 | 0.3 | 59.8996
DK_CA_Aarhus | . | S36 | . | T046 | 0.3 | 59.8996
DK_CA_Aarhus | . | S36 | . | T047 | 0.3 | 59.8996
DK_CA_Aarhus | . | S36 | . | T048 | 0.3 | 59.8996
DK_CA_Aarhus | . | S36 | . | T049 | 0.3 | 59.8996
DK_CA_Aarhus | . | S36 | . | T050 | 0.3 | 59.8996
DK_CA_Aarhus | . | S36 | . | T051 | 0.3 | 59.8996
DK_CA_Aarhus | . | S36 | . | T052 | 0.19 | 37.9364
DK_CA_Aarhus | . | S36 | . | T053 | 0.19 | 37.9364
DK_CA_Aarhus | . | S36 | . | T054 | 0.12 | 23.9598
DK_CA_Aarhus | . | S36 | . | T055 | 0.03 | 5.99
DK_CA_Aarhus | . | S36 | . | T056 | 0 | 0
DK_CA_Aarhus | . | S36 | . | T057 | 0 | 0
DK_CA_Aarhus | . | S36 | . | T058 | 0 | 0
DK_CA_Aarhus | . | S36 | . | T059 | 0 | 0
DK_CA_Aarhus | . | S36 | . | T060 | 0.03 | 5.99
DK_CA_Aarhus | . | S36 | . | T061 | 0.06 | 11.9799
DK_CA_Aarhus | . | S36 | . | T062 | 0.12 | 23.9598
DK_CA_Aarhus | . | S36 | . | T063 | 0.19 | 37.9364
DK_CA_Aarhus | . | S36 | . | T064 | 0.42 | 83.8595
DK_CA_Aarhus | . | S36 | . | T065 | 0.72 | 143.7591
DK_CA_Aarhus | . | S36 | . | T066 | 0.72 | 143.7591
DK_CA_Aarhus | . | S36 | . | T067 | 0.57 | 113.8093
DK_CA_Aarhus | . | S36 | . | T068 | 0.72 | 143.7591
DK_CA_Aarhus | . | S36 | . | T069 | 0.72 | 143.7591
DK_CA_Aarhus | . | S36 | . | T070 | 0.72 | 143.7591
DK_CA_Aarhus | . | S36 | . | T071 | 0.72 | 143.7591
DK_CA_Aarhus | . | S36 | . | T072 | 0.85 | 169.7156
DK_CA_Aarhus | . | S36 | . | T073 | 0.95 | 189.6821
DK_CA_Aarhus | . | S36 | . | T074 | 0.95 | 189.6821
DK_CA_Aarhus | . | S36 | . | T075 | 0.95 | 189.6821
DK_CA_Aarhus | . | S36 | . | T076 | 0.95 | 189.6821
DK_CA_Aarhus | . | S36 | . | T077 | 0.95 | 189.6821
DK_CA_Aarhus | . | S36 | . | T078 | 0.85 | 169.7156
DK_CA_Aarhus | . | S36 | . | T079 | 0.85 | 169.7156
DK_CA_Aarhus | . | S36 | . | T080 | 0.85 | 169.7156
DK_CA_Aarhus | . | S36 | . | T081 | 0.72 | 143.7591
DK_CA_Aarhus | . | S36 | . | T082 | 0.57 | 113.8093
DK_CA_Aarhus | . | S36 | . | T083 | 0.57 | 113.8093
DK_CA_Aarhus | . | S36 | . | T084 | 0.57 | 113.8093
DK_CA_Aarhus | . | S36 | . | T085 | 0.42 | 83.8595
DK_CA_Aarhus | . | S36 | . | T086 | 0.42 | 83.8595
DK_CA_Aarhus | . | S36 | . | T087 | 0.42 | 83.8595
DK_CA_Aarhus | . | S36 | . | T088 | 0.3 | 59.8996
DK_CA_Aarhus | . | S36 | . | T089 | 0.3 | 59.8996
DK_CA_Aarhus | . | S36 | . | T090 | 0.3 | 59.8996
DK_CA_Aarhus | . | S36 | . | T091 | 0.19 | 37.9364
DK_CA_Aarhus | . | S36 | . | T092 | 0.19 | 37.9364
DK_CA_Aarhus | . | S36 | . | T093 | 0.19 | 37.9364
DK_CA_Aarhus | . | S36 | . | T094 | 0.19 | 37.9364
DK_CA_Aarhus | . | S36 | . | T095 | 0.19 | 37.9364
DK_CA_Aarhus | . | S36 | . | T096 | 0.12 | 23.9598
DK_CA_Aarhus | . | S36 | . | T097 | 0.12 | 23.9598
DK_CA_Aarhus | . | S36 | . | T098 | 0.06 | 11.9799
DK_CA_Aarhus | . | S36 | . | T099 | 0.06 | 11.9799
DK_CA_Aarhus | . | S36 | . | T100 | 0.06 | 11.9799
DK_CA_Aarhus | . | S36 | . | T101 | 0.06 | 11.9799
DK_CA_Aarhus | . | S36 | . | T102 | 0.06 | 11.9799
DK_CA_Aarhus | . | S36 | . | T103 | 0.06 | 11.9799
DK_CA_Aarhus | . | S36 | . | T104 | 0.06 | 11.9799
DK_CA_Aarhus | . | S36 | . | T105 | 0.06 | 11.9799
DK_CA_Aarhus | . | S36 | . | T106 | 0.06 | 11.9799
DK_CA_Aarhus | . | S36 | . | T107 | 0.06 | 11.9799
DK_CA_Aarhus | . | S36 | . | T108 | 0.12 | 23.9598
DK_CA_Aarhus | . | S36 | . | T109 | 0.12 | 23.9598
DK_CA_Aarhus | . | S36 | . | T110 | 0.19 | 37.9364
DK_CA_Aarhus | . | S36 | . | T111 | 0.3 | 59.8996
DK_CA_Aarhus | . | S36 | . | T112 | 0.3 | 59.8996
DK_CA_Aarhus | . | S36 | . | T113 | 0.42 | 83.8595
DK_CA_Aarhus | . | S36 | . | T114 | 0.42 | 83.8595
DK_CA_Aarhus | . | S36 | . | T115 | 0.57 | 113.8093
DK_CA_Aarhus | . | S36 | . | T116 | 0.72 | 143.7591
DK_CA_Aarhus | . | S36 | . | T117 | 0.57 | 113.8093
DK_CA_Aarhus | . | S36 | . | T118 | 0.57 | 113.8093
DK_CA_Aarhus | . | S36 | . | T119 | 0.57 | 113.8093
DK_CA_Aarhus | . | S36 | . | T120 | 0.57 | 113.8093
DK_CA_Aarhus | . | S36 | . | T121 | 0.57 | 113.8093
DK_CA_Aarhus | . | S36 | . | T122 | 0.57 | 113.8093
DK_CA_Aarhus | . | S36 | . | T123 | 0.57 | 113.8093
DK_CA_Aarhus | . | S36 | . | T124 | 0.72 | 143.7591
DK_CA_Aarhus | . | S36 | . | T125 | 0.85 | 169.7156
DK_CA_Aarhus | . | S36 | . | T126 | 0.85 | 169.7156
DK_CA_Aarhus | . | S36 | . | T127 | 0.85 | 169.7156
DK_CA_Aarhus | . | S36 | . | T128 | 0.72 | 143.7591
DK_CA_Aarhus | . | S36 | . | T129 | 0.57 | 113.8093
DK_CA_Aarhus | . | S36 | . | T130 | 0.42 | 83.8595
DK_CA_Aarhus | . | S36 | . | T131 | 0.42 | 83.8595
DK_CA_Aarhus | . | S36 | . | T132 | 0.3 | 59.8996
DK_CA_Aarhus | . | S36 | . | T133 | 0.42 | 83.8595
DK_CA_Aarhus | . | S36 | . | T134 | 0.42 | 83.8595
DK_CA_Aarhus | . | S36 | . | T135 | 0.42 | 83.8595
DK_CA_Aarhus | . | S36 | . | T136 | 0.3 | 59.8996
DK_CA_Aarhus | . | S36 | . | T137 | 0.3 | 59.8996
DK_CA_Aarhus | . | S36 | . | T138 | 0.19 | 37.9364
DK_CA_Aarhus | . | S36 | . | T139 | 0.19 | 37.9364
DK_CA_Aarhus | . | S36 | . | T140 | 0.12 | 23.9598
DK_CA_Aarhus | . | S36 | . | T141 | 0.12 | 23.9598
DK_CA_Aarhus | . | S36 | . | T142 | 0.12 | 23.9598
DK_CA_Aarhus | . | S36 | . | T143 | 0.12 | 23.9598
DK_CA_Aarhus | . | S36 | . | T144 | 0.12 | 23.9598
DK_CA_Aarhus | . | S36 | . | T145 | 0.19 | 37.9364
DK_CA_Aarhus | . | S36 | . | T146 | 0.42 | 83.8595
DK_CA_Aarhus | . | S36 | . | T147 | 0.57 | 113.8093
DK_CA_Aarhus | . | S36 | . | T148 | 0.72 | 143.7591
DK_CA_Aarhus | . | S36 | . | T149 | 0.85 | 169.7156
DK_CA_Aarhus | . | S36 | . | T150 | 0.95 | 189.6821
DK_CA_Aarhus | . | S36 | . | T151 | 1 | 199.6654
DK_CA_Aarhus | . | S36 | . | T152 | 1 | 199.6654
DK_CA_Aarhus | . | S36 | . | T153 | 1 | 199.6654
DK_CA_Aarhus | . | S36 | . | T154 | 1 | 199.6654
DK_CA_Aarhus | . | S36 | . | T155 | 1 | 199.6654
DK_CA_Aarhus | . | S36 | . | T156 | 1 | 199.6654
DK_CA_Aarhus | . | S36 | . | T157 | 1 | 199.6654
DK_CA_Aarhus | . | S36 | . | T158 | 1 | 199.6654
DK_CA_Aarhus | . | S36 | . | T159 | 1 | 199.6654
DK_CA_Aarhus | . | S36 | . | T160 | 1 | 199.6654
DK_CA_Aarhus | . | S36 | . | T161 | 1 | 199.6654
DK_CA_Aarhus | . | S36 | . | T162 | 1 | 199.6654
DK_CA_Aarhus | . | S36 | . | T163 | 1 | 199.6654
DK_CA_Aarhus | . | S36 | . | T164 | 1 | 199.6654
DK_CA_Aarhus | . | S36 | . | T165 | 1 | 199.6654
DK_CA_Aarhus | . | S36 | . | T166 | 1 | 199.6654
DK_CA_Aarhus | . | S36 | . | T167 | 1 | 199.6654
DK_CA_Aarhus | . | S36 | . | T168 | 1 | 199.6654
DK_CA_Aarhus | . | S37 | . | T001 | 1 | 199.6654
DK_CA_Aarhus | . | S37 | . | T002 | 1 | 199.6654
DK_CA_Aarhus | . | S37 | . | T003 | 1 | 199.6654
DK_CA_Aarhus | . | S37 | . | T004 | 1 | 199.6654
DK_CA_Aarhus | . | S37 | . | T005 | 1 | 199.6654
DK_CA_Aarhus | . | S37 | . | T006 | 1 | 199.6654
DK_CA_Aarhus | . | S37 | . | T007 | 1 | 199.6654
DK_CA_Aarhus | . | S37 | . | T008 | 1 | 199.6654
DK_CA_Aarhus | . | S37 | . | T009 | 1 | 199.6654
DK_CA_Aarhus | . | S37 | . | T010 | 1 | 199.6654
DK_CA_Aarhus | . | S37 | . | T011 | 1 | 199.6654
DK_CA_Aarhus | . | S37 | . | T012 | 1 | 199.6654
DK_CA_Aarhus | . | S37 | . | T013 | 1 | 199.6654
DK_CA_Aarhus | . | S37 | . | T014 | 1 | 199.6654
DK_CA_Aarhus | . | S37 | . | T015 | 1 | 199.6654
DK_CA_Aarhus | . | S37 | . | T016 | 1 | 199.6654
DK_CA_Aarhus | . | S37 | . | T017 | 1 | 199.6654
DK_CA_Aarhus | . | S37 | . | T018 | 1 | 199.6654
DK_CA_Aarhus | . | S37 | . | T019 | 1 | 199.6654
DK_CA_Aarhus | . | S37 | . | T020 | 1 | 199.6654
DK_CA_Aarhus | . | S37 | . | T021 | 1 | 199.6654
DK_CA_Aarhus | . | S37 | . | T022 | 1 | 199.6654
DK_CA_Aarhus | . | S37 | . | T023 | 1 | 199.6654
DK_CA_Aarhus | . | S37 | . | T024 | 1 | 199.6654
DK_CA_Aarhus | . | S37 | . | T025 | 1 | 199.6654
DK_CA_Aarhus | . | S37 | . | T026 | 1 | 199.6654
DK_CA_Aarhus | . | S37 | . | T027 | 1 | 199.6654
DK_CA_Aarhus | . | S37 | . | T028 | 1 | 199.6654
DK_CA_Aarhus | . | S37 | . | T029 | 1 | 199.6654
DK_CA_Aarhus | . | S37 | . | T030 | 1 | 199.6654
DK_CA_Aarhus | . | S37 | . | T031 | 1 | 199.6654
DK_CA_Aarhus | . | S37 | . | T032 | 1 | 199.6654
DK_CA_Aarhus | . | S37 | . | T033 | 1 | 199.6654
DK_CA_Aarhus | . | S37 | . | T034 | 1 | 199.6654
DK_CA_Aarhus | . | S37 | . | T035 | 1 | 199.6654
DK_CA_Aarhus | . | S37 | . | T036 | 1 | 199.6654
DK_CA_Aarhus | . | S37 | . | T037 | 1 | 199.6654
DK_CA_Aarhus | . | S37 | . | T038 | 1 | 199.6654
DK_CA_Aarhus | . | S37 | . | T039 | 1 | 199.6654
DK_CA_Aarhus | . | S37 | . | T040 | 1 | 199.6654
DK_CA_Aarhus | . | S37 | . | T041 | 1 | 199.6654
DK_CA_Aarhus | . | S37 | . | T042 | 1 | 199.6654
DK_CA_Aarhus | . | S37 | . | T043 | 1 | 199.6654
DK_CA_Aarhus | . | S37 | . | T044 | 1 | 199.6654
DK_CA_Aarhus | . | S37 | . | T045 | 1 | 199.6654
DK_CA_Aarhus | . | S37 | . | T046 | 1 | 199.6654
DK_CA_Aarhus | . | S37 | . | T047 | 1 | 199.6654
DK_CA_Aarhus | . | S37 | . | T048 | 1 | 199.6654
DK_CA_Aarhus | . | S37 | . | T049 | 1 | 199.6654
DK_CA_Aarhus | . | S37 | . | T050 | 0.99 | 197.6688
DK_CA_Aarhus | . | S37 | . | T051 | 0.85 | 169.7156
DK_CA_Aarhus | . | S37 | . | T052 | 0.72 | 143.7591
DK_CA_Aarhus | . | S37 | . | T053 | 0.72 | 143.7591
DK_CA_Aarhus | . | S37 | . | T054 | 0.72 | 143.7591
DK_CA_Aarhus | . | S37 | . | T055 | 0.72 | 143.7591
DK_CA_Aarhus | . | S37 | . | T056 | 0.57 | 113.8093
DK_CA_Aarhus | . | S37 | . | T057 | 0.42 | 83.8595
DK_CA_Aarhus | . | S37 | . | T058 | 0.3 | 59.8996
DK_CA_Aarhus | . | S37 | . | T059 | 0.3 | 59.8996
DK_CA_Aarhus | . | S37 | . | T060 | 0.3 | 59.8996
DK_CA_Aarhus | . | S37 | . | T061 | 0.3 | 59.8996
DK_CA_Aarhus | . | S37 | . | T062 | 0.42 | 83.8595
DK_CA_Aarhus | . | S37 | . | T063 | 0.42 | 83.8595
DK_CA_Aarhus | . | S37 | . | T064 | 0.42 | 83.8595
DK_CA_Aarhus | . | S37 | . | T065 | 0.42 | 83.8595
DK_CA_Aarhus | . | S37 | . | T066 | 0.42 | 83.8595
DK_CA_Aarhus | . | S37 | . | T067 | 0.42 | 83.8595
DK_CA_Aarhus | . | S37 | . | T068 | 0.3 | 59.8996
DK_CA_Aarhus | . | S37 | . | T069 | 0.3 | 59.8996
DK_CA_Aarhus | . | S37 | . | T070 | 0.3 | 59.8996
DK_CA_Aarhus | . | S37 | . | T071 | 0.19 | 37.9364
DK_CA_Aarhus | . | S37 | . | T072 | 0.19 | 37.9364
DK_CA_Aarhus | . | S37 | . | T073 | 0.19 | 37.9364
DK_CA_Aarhus | . | S37 | . | T074 | 0.19 | 37.9364
DK_CA_Aarhus | . | S37 | . | T075 | 0.12 | 23.9598
DK_CA_Aarhus | . | S37 | . | T076 | 0.12 | 23.9598
DK_CA_Aarhus | . | S37 | . | T077 | 0.12 | 23.9598
DK_CA_Aarhus | . | S37 | . | T078 | 0.12 | 23.9598
DK_CA_Aarhus | . | S37 | . | T079 | 0.12 | 23.9598
DK_CA_Aarhus | . | S37 | . | T080 | 0.06 | 11.9799
DK_CA_Aarhus | . | S37 | . | T081 | 0.06 | 11.9799
DK_CA_Aarhus | . | S37 | . | T082 | 0.03 | 5.99
DK_CA_Aarhus | . | S37 | . | T083 | 0 | 0
DK_CA_Aarhus | . | S37 | . | T084 | 0.03 | 5.99
DK_CA_Aarhus | . | S37 | . | T085 | 0.03 | 5.99
DK_CA_Aarhus | . | S37 | . | T086 | 0.06 | 11.9799
DK_CA_Aarhus | . | S37 | . | T087 | 0.12 | 23.9598
DK_CA_Aarhus | . | S37 | . | T088 | 0.19 | 37.9364
DK_CA_Aarhus | . | S37 | . | T089 | 0.3 | 59.8996
DK_CA_Aarhus | . | S37 | . | T090 | 0.3 | 59.8996
DK_CA_Aarhus | . | S37 | . | T091 | 0.42 | 83.8595
DK_CA_Aarhus | . | S37 | . | T092 | 0.42 | 83.8595
DK_CA_Aarhus | . | S37 | . | T093 | 0.42 | 83.8595
DK_CA_Aarhus | . | S37 | . | T094 | 0.42 | 83.8595
DK_CA_Aarhus | . | S37 | . | T095 | 0.57 | 113.8093
DK_CA_Aarhus | . | S37 | . | T096 | 0.72 | 143.7591
DK_CA_Aarhus | . | S37 | . | T097 | 0.72 | 143.7591
DK_CA_Aarhus | . | S37 | . | T098 | 0.95 | 189.6821
DK_CA_Aarhus | . | S37 | . | T099 | 0.95 | 189.6821
DK_CA_Aarhus | . | S37 | . | T100 | 0.85 | 169.7156
DK_CA_Aarhus | . | S37 | . | T101 | 0.72 | 143.7591
DK_CA_Aarhus | . | S37 | . | T102 | 0.57 | 113.8093
DK_CA_Aarhus | . | S37 | . | T103 | 0.57 | 113.8093
DK_CA_Aarhus | . | S37 | . | T104 | 0.57 | 113.8093
DK_CA_Aarhus | . | S37 | . | T105 | 0.57 | 113.8093
DK_CA_Aarhus | . | S37 | . | T106 | 0.42 | 83.8595
DK_CA_Aarhus | . | S37 | . | T107 | 0.42 | 83.8595
DK_CA_Aarhus | . | S37 | . | T108 | 0.42 | 83.8595
DK_CA_Aarhus | . | S37 | . | T109 | 0.57 | 113.8093
DK_CA_Aarhus | . | S37 | . | T110 | 0.57 | 113.8093
DK_CA_Aarhus | . | S37 | . | T111 | 0.42 | 83.8595
DK_CA_Aarhus | . | S37 | . | T112 | 0.42 | 83.8595
DK_CA_Aarhus | . | S37 | . | T113 | 0.3 | 59.8996
DK_CA_Aarhus | . | S37 | . | T114 | 0.3 | 59.8996
DK_CA_Aarhus | . | S37 | . | T115 | 0.19 | 37.9364
DK_CA_Aarhus | . | S37 | . | T116 | 0.19 | 37.9364
DK_CA_Aarhus | . | S37 | . | T117 | 0.12 | 23.9598
DK_CA_Aarhus | . | S37 | . | T118 | 0.12 | 23.9598
DK_CA_Aarhus | . | S37 | . | T119 | 0.12 | 23.9598
DK_CA_Aarhus | . | S37 | . | T120 | 0.12 | 23.9598
DK_CA_Aarhus | . | S37 | . | T121 | 0.06 | 11.9799
DK_CA_Aarhus | . | S37 | . | T122 | 0.06 | 11.9799
DK_CA_Aarhus | . | S37 | . | T123 | 0.06 | 11.9799
DK_CA_Aarhus | . | S37 | . | T124 | 0.06 | 11.9799
DK_CA_Aarhus | . | S37 | . | T125 | 0.12 | 23.9598
DK_CA_Aarhus | . | S37 | . | T126 | 0.12 | 23.9598
DK_CA_Aarhus | . | S37 | . | T127 | 0.19 | 37.9364
DK_CA_Aarhus | . | S37 | . | T128 | 0.12 | 23.9598
DK_CA_Aarhus | . | S37 | . | T129 | 0.12 | 23.9598
DK_CA_Aarhus | . | S37 | . | T130 | 0.12 | 23.9598
DK_CA_Aarhus | . | S37 | . | T131 | 0.12 | 23.9598
DK_CA_Aarhus | . | S37 | . | T132 | 0.12 | 23.9598
DK_CA_Aarhus | . | S37 | . | T133 | 0.12 | 23.9598
DK_CA_Aarhus | . | S37 | . | T134 | 0.19 | 37.9364
DK_CA_Aarhus | . | S37 | . | T135 | 0.3 | 59.8996
DK_CA_Aarhus | . | S37 | . | T136 | 0.42 | 83.8595
DK_CA_Aarhus | . | S37 | . | T137 | 0.42 | 83.8595
DK_CA_Aarhus | . | S37 | . | T138 | 0.57 | 113.8093
DK_CA_Aarhus | . | S37 | . | T139 | 0.57 | 113.8093
DK_CA_Aarhus | . | S37 | . | T140 | 0.57 | 113.8093
DK_CA_Aarhus | . | S37 | . | T141 | 0.57 | 113.8093
DK_CA_Aarhus | . | S37 | . | T142 | 0.57 | 113.8093
DK_CA_Aarhus | . | S37 | . | T143 | 0.42 | 83.8595
DK_CA_Aarhus | . | S37 | . | T144 | 0.42 | 83.8595
DK_CA_Aarhus | . | S37 | . | T145 | 0.42 | 83.8595
DK_CA_Aarhus | . | S37 | . | T146 | 0.42 | 83.8595
DK_CA_Aarhus | . | S37 | . | T147 | 0.3 | 59.8996
DK_CA_Aarhus | . | S37 | . | T148 | 0.3 | 59.8996
DK_CA_Aarhus | . | S37 | . | T149 | 0.3 | 59.8996
DK_CA_Aarhus | . | S37 | . | T150 | 0.42 | 83.8595
DK_CA_Aarhus | . | S37 | . | T151 | 0.42 | 83.8595
DK_CA_Aarhus | . | S37 | . | T152 | 0.42 | 83.8595
DK_CA_Aarhus | . | S37 | . | T153 | 0.57 | 113.8093
DK_CA_Aarhus | . | S37 | . | T154 | 0.57 | 113.8093
DK_CA_Aarhus | . | S37 | . | T155 | 0.57 | 113.8093
DK_CA_Aarhus | . | S37 | . | T156 | 0.72 | 143.7591
DK_CA_Aarhus | . | S37 | . | T157 | 0.72 | 143.7591
DK_CA_Aarhus | . | S37 | . | T158 | 0.85 | 169.7156
DK_CA_Aarhus | . | S37 | . | T159 | 0.85 | 169.7156
DK_CA_Aarhus | . | S37 | . | T160 | 0.85 | 169.7156
DK_CA_Aarhus | . | S37 | . | T161 | 0.85 | 169.7156
DK_CA_Aarhus | . | S37 | . | T162 | 0.85 | 169.7156
DK_CA_Aarhus | . | S37 | . | T163 | 0.85 | 169.7156
DK_CA_Aarhus | . | S37 | . | T164 | 0.72 | 143.7591
DK_CA_Aarhus | . | S37 | . | T165 | 0.72 | 143.7591
DK_CA_Aarhus | . | S37 | . | T166 | 0.57 | 113.8093
DK_CA_Aarhus | . | S37 | . | T167 | 0.42 | 83.8595
DK_CA_Aarhus | . | S37 | . | T168 | 0.42 | 83.8595
DK_CA_Aarhus | . | S38 | . | T001 | 0.3 | 59.8996
DK_CA_Aarhus | . | S38 | . | T002 | 0.19 | 37.9364
DK_CA_Aarhus | . | S38 | . | T003 | 0.19 | 37.9364
DK_CA_Aarhus | . | S38 | . | T004 | 0.12 | 23.9598
DK_CA_Aarhus | . | S38 | . | T005 | 0.12 | 23.9598
DK_CA_Aarhus | . | S38 | . | T006 | 0.12 | 23.9598
DK_CA_Aarhus | . | S38 | . | T007 | 0.12 | 23.9598
DK_CA_Aarhus | . | S38 | . | T008 | 0.12 | 23.9598
DK_CA_Aarhus | . | S38 | . | T009 | 0.12 | 23.9598
DK_CA_Aarhus | . | S38 | . | T010 | 0.12 | 23.9598
DK_CA_Aarhus | . | S38 | . | T011 | 0.06 | 11.9799
DK_CA_Aarhus | . | S38 | . | T012 | 0.06 | 11.9799
DK_CA_Aarhus | . | S38 | . | T013 | 0.06 | 11.9799
DK_CA_Aarhus | . | S38 | . | T014 | 0.06 | 11.9799
DK_CA_Aarhus | . | S38 | . | T015 | 0.12 | 23.9598
DK_CA_Aarhus | . | S38 | . | T016 | 0.19 | 37.9364
DK_CA_Aarhus | . | S38 | . | T017 | 0.19 | 37.9364
DK_CA_Aarhus | . | S38 | . | T018 | 0.19 | 37.9364
DK_CA_Aarhus | . | S38 | . | T019 | 0.19 | 37.9364
DK_CA_Aarhus | . | S38 | . | T020 | 0.19 | 37.9364
DK_CA_Aarhus | . | S38 | . | T021 | 0.19 | 37.9364
DK_CA_Aarhus | . | S38 | . | T022 | 0.19 | 37.9364
DK_CA_Aarhus | . | S38 | . | T023 | 0.19 | 37.9364
DK_CA_Aarhus | . | S38 | . | T024 | 0.19 | 37.9364
DK_CA_Aarhus | . | S38 | . | T025 | 0.3 | 59.8996
DK_CA_Aarhus | . | S38 | . | T026 | 0.3 | 59.8996
DK_CA_Aarhus | . | S38 | . | T027 | 0.42 | 83.8595
DK_CA_Aarhus | . | S38 | . | T028 | 0.42 | 83.8595
DK_CA_Aarhus | . | S38 | . | T029 | 0.42 | 83.8595
DK_CA_Aarhus | . | S38 | . | T030 | 0.72 | 143.7591
DK_CA_Aarhus | . | S38 | . | T031 | 0.95 | 189.6821
DK_CA_Aarhus | . | S38 | . | T032 | 0.95 | 189.6821
DK_CA_Aarhus | . | S38 | . | T033 | 1 | 199.6654
DK_CA_Aarhus | . | S38 | . | T034 | 1 | 199.6654
DK_CA_Aarhus | . | S38 | . | T035 | 0.95 | 189.6821
DK_CA_Aarhus | . | S38 | . | T036 | 0.99 | 197.6688
DK_CA_Aarhus | . | S38 | . | T037 | 0.99 | 197.6688
DK_CA_Aarhus | . | S38 | . | T038 | 0.95 | 189.6821
DK_CA_Aarhus | . | S38 | . | T039 | 0.85 | 169.7156
DK_CA_Aarhus | . | S38 | . | T040 | 0.72 | 143.7591
DK_CA_Aarhus | . | S38 | . | T041 | 0.85 | 169.7156
DK_CA_Aarhus | . | S38 | . | T042 | 0.85 | 169.7156
DK_CA_Aarhus | . | S38 | . | T043 | 0.72 | 143.7591
DK_CA_Aarhus | . | S38 | . | T044 | 0.85 | 169.7156
DK_CA_Aarhus | . | S38 | . | T045 | 0.72 | 143.7591
DK_CA_Aarhus | . | S38 | . | T046 | 0.42 | 83.8595
DK_CA_Aarhus | . | S38 | . | T047 | 0.3 | 59.8996
DK_CA_Aarhus | . | S38 | . | T048 | 0.19 | 37.9364
DK_CA_Aarhus | . | S38 | . | T049 | 0.12 | 23.9598
DK_CA_Aarhus | . | S38 | . | T050 | 0.06 | 11.9799
DK_CA_Aarhus | . | S38 | . | T051 | 0 | 0
DK_CA_Aarhus | . | S38 | . | T052 | 0 | 0
DK_CA_Aarhus | . | S38 | . | T053 | 0.12 | 23.9598
DK_CA_Aarhus | . | S38 | . | T054 | 0.42 | 83.8595
DK_CA_Aarhus | . | S38 | . | T055 | 0.72 | 143.7591
DK_CA_Aarhus | . | S38 | . | T056 | 0.72 | 143.7591
DK_CA_Aarhus | . | S38 | . | T057 | 0.57 | 113.8093
DK_CA_Aarhus | . | S38 | . | T058 | 0.72 | 143.7591
DK_CA_Aarhus | . | S38 | . | T059 | 0.57 | 113.8093
DK_CA_Aarhus | . | S38 | . | T060 | 0.57 | 113.8093
DK_CA_Aarhus | . | S38 | . | T061 | 0.42 | 83.8595
DK_CA_Aarhus | . | S38 | . | T062 | 0.19 | 37.9364
DK_CA_Aarhus | . | S38 | . | T063 | 0.3 | 59.8996
DK_CA_Aarhus | . | S38 | . | T064 | 0.72 | 143.7591
DK_CA_Aarhus | . | S38 | . | T065 | 1 | 199.6654
DK_CA_Aarhus | . | S38 | . | T066 | 0.99 | 197.6688
DK_CA_Aarhus | . | S38 | . | T067 | 1 | 199.6654
DK_CA_Aarhus | . | S38 | . | T068 | 1 | 199.6654
DK_CA_Aarhus | . | S38 | . | T069 | 0.99 | 197.6688
DK_CA_Aarhus | . | S38 | . | T070 | 0.95 | 189.6821
DK_CA_Aarhus | . | S38 | . | T071 | 0.95 | 189.6821
DK_CA_Aarhus | . | S38 | . | T072 | 0.99 | 197.6688
DK_CA_Aarhus | . | S38 | . | T073 | 1 | 199.6654
DK_CA_Aarhus | . | S38 | . | T074 | 1 | 199.6654
DK_CA_Aarhus | . | S38 | . | T075 | 1 | 199.6654
DK_CA_Aarhus | . | S38 | . | T076 | 1 | 199.6654
DK_CA_Aarhus | . | S38 | . | T077 | 1 | 199.6654
DK_CA_Aarhus | . | S38 | . | T078 | 1 | 199.6654
DK_CA_Aarhus | . | S38 | . | T079 | 1 | 199.6654
DK_CA_Aarhus | . | S38 | . | T080 | 1 | 199.6654
DK_CA_Aarhus | . | S38 | . | T081 | 1 | 199.6654
DK_CA_Aarhus | . | S38 | . | T082 | 1 | 199.6654
DK_CA_Aarhus | . | S38 | . | T083 | 1 | 199.6654
DK_CA_Aarhus | . | S38 | . | T084 | 1 | 199.6654
DK_CA_Aarhus | . | S38 | . | T085 | 0.99 | 197.6688
DK_CA_Aarhus | . | S38 | . | T086 | 0.95 | 189.6821
DK_CA_Aarhus | . | S38 | . | T087 | 0.95 | 189.6821
DK_CA_Aarhus | . | S38 | . | T088 | 0.95 | 189.6821
DK_CA_Aarhus | . | S38 | . | T089 | 0.95 | 189.6821
DK_CA_Aarhus | . | S38 | . | T090 | 0.99 | 197.6688
DK_CA_Aarhus | . | S38 | . | T091 | 0.99 | 197.6688
DK_CA_Aarhus | . | S38 | . | T092 | 1 | 199.6654
DK_CA_Aarhus | . | S38 | . | T093 | 1 | 199.6654
DK_CA_Aarhus | . | S38 | . | T094 | 0.99 | 197.6688
DK_CA_Aarhus | . | S38 | . | T095 | 0.99 | 197.6688
DK_CA_Aarhus | . | S38 | . | T096 | 0.95 | 189.6821
DK_CA_Aarhus | . | S38 | . | T097 | 0.85 | 169.7156
DK_CA_Aarhus | . | S38 | . | T098 | 0.95 | 189.6821
DK_CA_Aarhus | . | S38 | . | T099 | 0.95 | 189.6821
DK_CA_Aarhus | . | S38 | . | T100 | 0.95 | 189.6821
DK_CA_Aarhus | . | S38 | . | T101 | 0.95 | 189.6821
DK_CA_Aarhus | . | S38 | . | T102 | 0.95 | 189.6821
DK_CA_Aarhus | . | S38 | . | T103 | 0.95 | 189.6821
DK_CA_Aarhus | . | S38 | . | T104 | 0.95 | 189.6821
DK_CA_Aarhus | . | S38 | . | T105 | 0.85 | 169.7156
DK_CA_Aarhus | . | S38 | . | T106 | 0.85 | 169.7156
DK_CA_Aarhus | . | S38 | . | T107 | 0.85 | 169.7156
DK_CA_Aarhus | . | S38 | . | T108 | 0.85 | 169.7156
DK_CA_Aarhus | . | S38 | . | T109 | 0.72 | 143.7591
DK_CA_Aarhus | . | S38 | . | T110 | 0.72 | 143.7591
DK_CA_Aarhus | . | S38 | . | T111 | 0.85 | 169.7156
DK_CA_Aarhus | . | S38 | . | T112 | 0.95 | 189.6821
DK_CA_Aarhus | . | S38 | . | T113 | 0.99 | 197.6688
DK_CA_Aarhus | . | S38 | . | T114 | 0.99 | 197.6688
DK_CA_Aarhus | . | S38 | . | T115 | 0.99 | 197.6688
DK_CA_Aarhus | . | S38 | . | T116 | 0.99 | 197.6688
DK_CA_Aarhus | . | S38 | . | T117 | 0.95 | 189.6821
DK_CA_Aarhus | . | S38 | . | T118 | 0.95 | 189.6821
DK_CA_Aarhus | . | S38 | . | T119 | 0.99 | 197.6688
DK_CA_Aarhus | . | S38 | . | T120 | 1 | 199.6654
DK_CA_Aarhus | . | S38 | . | T121 | 1 | 199.6654
DK_CA_Aarhus | . | S38 | . | T122 | 0.99 | 197.6688
DK_CA_Aarhus | . | S38 | . | T123 | 0.95 | 189.6821
DK_CA_Aarhus | . | S38 | . | T124 | 0.95 | 189.6821
DK_CA_Aarhus | . | S38 | . | T125 | 0.95 | 189.6821
DK_CA_Aarhus | . | S38 | . | T126 | 0.99 | 197.6688
DK_CA_Aarhus | . | S38 | . | T127 | 0.99 | 197.6688
DK_CA_Aarhus | . | S38 | . | T128 | 0.99 | 197.6688
DK_CA_Aarhus | . | S38 | . | T129 | 0.99 | 197.6688
DK_CA_Aarhus | . | S38 | . | T130 | 0.95 | 189.6821
DK_CA_Aarhus | . | S38 | . | T131 | 0.95 | 189.6821
DK_CA_Aarhus | . | S38 | . | T132 | 0.95 | 189.6821
DK_CA_Aarhus | . | S38 | . | T133 | 0.85 | 169.7156
DK_CA_Aarhus | . | S38 | . | T134 | 0.95 | 189.6821
DK_CA_Aarhus | . | S38 | . | T135 | 0.95 | 189.6821
DK_CA_Aarhus | . | S38 | . | T136 | 0.95 | 189.6821
DK_CA_Aarhus | . | S38 | . | T137 | 0.99 | 197.6688
DK_CA_Aarhus | . | S38 | . | T138 | 0.95 | 189.6821
DK_CA_Aarhus | . | S38 | . | T139 | 0.95 | 189.6821
DK_CA_Aarhus | . | S38 | . | T140 | 0.85 | 169.7156
DK_CA_Aarhus | . | S38 | . | T141 | 0.85 | 169.7156
DK_CA_Aarhus | . | S38 | . | T142 | 0.57 | 113.8093
DK_CA_Aarhus | . | S38 | . | T143 | 0.3 | 59.8996
DK_CA_Aarhus | . | S38 | . | T144 | 0.19 | 37.9364
DK_CA_Aarhus | . | S38 | . | T145 | 0.12 | 23.9598
DK_CA_Aarhus | . | S38 | . | T146 | 0.06 | 11.9799
DK_CA_Aarhus | . | S38 | . | T147 | 0.06 | 11.9799
DK_CA_Aarhus | . | S38 | . | T148 | 0.06 | 11.9799
DK_CA_Aarhus | . | S38 | . | T149 | 0.06 | 11.9799
DK_CA_Aarhus | . | S38 | . | T150 | 0.06 | 11.9799
DK_CA_Aarhus | . | S38 | . | T151 | 0.06 | 11.9799
DK_CA_Aarhus | . | S38 | . | T152 | 0.06 | 11.9799
DK_CA_Aarhus | . | S38 | . | T153 | 0.06 | 11.9799
DK_CA_Aarhus | . | S38 | . | T154 | 0.06 | 11.9799
DK_CA_Aarhus | . | S38 | . | T155 | 0.06 | 11.9799
DK_CA_Aarhus | . | S38 | . | T156 | 0.06 | 11.9799
DK_CA_Aarhus | . | S38 | . | T157 | 0.06 | 11.9799
DK_CA_Aarhus | . | S38 | . | T158 | 0.06 | 11.9799
DK_CA_Aarhus | . | S38 | . | T159 | 0.06 | 11.9799
DK_CA_Aarhus | . | S38 | . | T160 | 0.19 | 37.9364
DK_CA_Aarhus | . | S38 | . | T161 | 0.3 | 59.8996
DK_CA_Aarhus | . | S38 | . | T162 | 0.3 | 59.8996
DK_CA_Aarhus | . | S38 | . | T163 | 0.57 | 113.8093
DK_CA_Aarhus | . | S38 | . | T164 | 0.72 | 143.7591
DK_CA_Aarhus | . | S38 | . | T165 | 0.57 | 113.8093
DK_CA_Aarhus | . | S38 | . | T166 | 0.42 | 83.8595
DK_CA_Aarhus | . | S38 | . | T167 | 0.3 | 59.8996
DK_CA_Aarhus | . | S38 | . | T168 | 0.19 | 37.9364
DK_CA_Aarhus | . | S39 | . | T001 | 0.12 | 23.9598
DK_CA_Aarhus | . | S39 | . | T002 | 0.12 | 23.9598
DK_CA_Aarhus | . | S39 | . | T003 | 0.19 | 37.9364
DK_CA_Aarhus | . | S39 | . | T004 | 0.19 | 37.9364
DK_CA_Aarhus | . | S39 | . | T005 | 0.3 | 59.8996
DK_CA_Aarhus | . | S39 | . | T006 | 0.42 | 83.8595
DK_CA_Aarhus | . | S39 | . | T007 | 0.3 | 59.8996
DK_CA_Aarhus | . | S39 | . | T008 | 0.3 | 59.8996
DK_CA_Aarhus | . | S39 | . | T009 | 0.42 | 83.8595
DK_CA_Aarhus | . | S39 | . | T010 | 0.42 | 83.8595
DK_CA_Aarhus | . | S39 | . | T011 | 0.42 | 83.8595
DK_CA_Aarhus | . | S39 | . | T012 | 0.42 | 83.8595
DK_CA_Aarhus | . | S39 | . | T013 | 0.57 | 113.8093
DK_CA_Aarhus | . | S39 | . | T014 | 0.42 | 83.8595
DK_CA_Aarhus | . | S39 | . | T015 | 0.42 | 83.8595
DK_CA_Aarhus | . | S39 | . | T016 | 0.42 | 83.8595
DK_CA_Aarhus | . | S39 | . | T017 | 0.42 | 83.8595
DK_CA_Aarhus | . | S39 | . | T018 | 0.57 | 113.8093
DK_CA_Aarhus | . | S39 | . | T019 | 0.72 | 143.7591
DK_CA_Aarhus | . | S39 | . | T020 | 0.85 | 169.7156
DK_CA_Aarhus | . | S39 | . | T021 | 0.72 | 143.7591
DK_CA_Aarhus | . | S39 | . | T022 | 0.72 | 143.7591
DK_CA_Aarhus | . | S39 | . | T023 | 0.57 | 113.8093
DK_CA_Aarhus | . | S39 | . | T024 | 0.72 | 143.7591
DK_CA_Aarhus | . | S39 | . | T025 | 0.72 | 143.7591
DK_CA_Aarhus | . | S39 | . | T026 | 0.72 | 143.7591
DK_CA_Aarhus | . | S39 | . | T027 | 0.72 | 143.7591
DK_CA_Aarhus | . | S39 | . | T028 | 0.72 | 143.7591
DK_CA_Aarhus | . | S39 | . | T029 | 0.57 | 113.8093
DK_CA_Aarhus | . | S39 | . | T030 | 0.72 | 143.7591
DK_CA_Aarhus | . | S39 | . | T031 | 0.57 | 113.8093
DK_CA_Aarhus | . | S39 | . | T032 | 0.72 | 143.7591
DK_CA_Aarhus | . | S39 | . | T033 | 0.85 | 169.7156
DK_CA_Aarhus | . | S39 | . | T034 | 0.85 | 169.7156
DK_CA_Aarhus | . | S39 | . | T035 | 0.85 | 169.7156
DK_CA_Aarhus | . | S39 | . | T036 | 0.85 | 169.7156
DK_CA_Aarhus | . | S39 | . | T037 | 0.85 | 169.7156
DK_CA_Aarhus | . | S39 | . | T038 | 0.85 | 169.7156
DK_CA_Aarhus | . | S39 | . | T039 | 0.85 | 169.7156
DK_CA_Aarhus | . | S39 | . | T040 | 0.85 | 169.7156
DK_CA_Aarhus | . | S39 | . | T041 | 0.85 | 169.7156
DK_CA_Aarhus | . | S39 | . | T042 | 0.85 | 169.7156
DK_CA_Aarhus | . | S39 | . | T043 | 0.85 | 169.7156
DK_CA_Aarhus | . | S39 | . | T044 | 0.85 | 169.7156
DK_CA_Aarhus | . | S39 | . | T045 | 0.85 | 169.7156
DK_CA_Aarhus | . | S39 | . | T046 | 0.72 | 143.7591
DK_CA_Aarhus | . | S39 | . | T047 | 0.72 | 143.7591
DK_CA_Aarhus | . | S39 | . | T048 | 0.72 | 143.7591
DK_CA_Aarhus | . | S39 | . | T049 | 0.72 | 143.7591
DK_CA_Aarhus | . | S39 | . | T050 | 0.72 | 143.7591
DK_CA_Aarhus | . | S39 | . | T051 | 0.72 | 143.7591
DK_CA_Aarhus | . | S39 | . | T052 | 0.72 | 143.7591
DK_CA_Aarhus | . | S39 | . | T053 | 0.72 | 143.7591
DK_CA_Aarhus | . | S39 | . | T054 | 0.57 | 113.8093
DK_CA_Aarhus | . | S39 | . | T055 | 0.57 | 113.8093
DK_CA_Aarhus | . | S39 | . | T056 | 0.72 | 143.7591
DK_CA_Aarhus | . | S39 | . | T057 | 0.72 | 143.7591
DK_CA_Aarhus | . | S39 | . | T058 | 0.72 | 143.7591
DK_CA_Aarhus | . | S39 | . | T059 | 0.57 | 113.8093
DK_CA_Aarhus | . | S39 | . | T060 | 0.42 | 83.8595
DK_CA_Aarhus | . | S39 | . | T061 | 0.42 | 83.8595
DK_CA_Aarhus | . | S39 | . | T062 | 0.3 | 59.8996
DK_CA_Aarhus | . | S39 | . | T063 | 0.3 | 59.8996
DK_CA_Aarhus | . | S39 | . | T064 | 0.42 | 83.8595
DK_CA_Aarhus | . | S39 | . | T065 | 0.42 | 83.8595
DK_CA_Aarhus | . | S39 | . | T066 | 0.42 | 83.8595
DK_CA_Aarhus | . | S39 | . | T067 | 0.3 | 59.8996
DK_CA_Aarhus | . | S39 | . | T068 | 0.3 | 59.8996
DK_CA_Aarhus | . | S39 | . | T069 | 0.3 | 59.8996
DK_CA_Aarhus | . | S39 | . | T070 | 0.3 | 59.8996
DK_CA_Aarhus | . | S39 | . | T071 | 0.3 | 59.8996
DK_CA_Aarhus | . | S39 | . | T072 | 0.3 | 59.8996
DK_CA_Aarhus | . | S39 | . | T073 | 0.3 | 59.8996
DK_CA_Aarhus | . | S39 | . | T074 | 0.19 | 37.9364
DK_CA_Aarhus | . | S39 | . | T075 | 0.19 | 37.9364
DK_CA_Aarhus | . | S39 | . | T076 | 0.12 | 23.9598
DK_CA_Aarhus | . | S39 | . | T077 | 0.12 | 23.9598
DK_CA_Aarhus | . | S39 | . | T078 | 0.12 | 23.9598
DK_CA_Aarhus | . | S39 | . | T079 | 0.12 | 23.9598
DK_CA_Aarhus | . | S39 | . | T080 | 0.3 | 59.8996
DK_CA_Aarhus | . | S39 | . | T081 | 0.19 | 37.9364
DK_CA_Aarhus | . | S39 | . | T082 | 0.19 | 37.9364
DK_CA_Aarhus | . | S39 | . | T083 | 0.3 | 59.8996
DK_CA_Aarhus | . | S39 | . | T084 | 0.19 | 37.9364
DK_CA_Aarhus | . | S39 | . | T085 | 0.19 | 37.9364
DK_CA_Aarhus | . | S39 | . | T086 | 0.19 | 37.9364
DK_CA_Aarhus | . | S39 | . | T087 | 0.19 | 37.9364
DK_CA_Aarhus | . | S39 | . | T088 | 0.3 | 59.8996
DK_CA_Aarhus | . | S39 | . | T089 | 0.3 | 59.8996
DK_CA_Aarhus | . | S39 | . | T090 | 0.3 | 59.8996
DK_CA_Aarhus | . | S39 | . | T091 | 0.3 | 59.8996
DK_CA_Aarhus | . | S39 | . | T092 | 0.3 | 59.8996
DK_CA_Aarhus | . | S39 | . | T093 | 0.3 | 59.8996
DK_CA_Aarhus | . | S39 | . | T094 | 0.3 | 59.8996
DK_CA_Aarhus | . | S39 | . | T095 | 0.3 | 59.8996
DK_CA_Aarhus | . | S39 | . | T096 | 0.3 | 59.8996
DK_CA_Aarhus | . | S39 | . | T097 | 0.19 | 37.9364
DK_CA_Aarhus | . | S39 | . | T098 | 0.19 | 37.9364
DK_CA_Aarhus | . | S39 | . | T099 | 0.19 | 37.9364
DK_CA_Aarhus | . | S39 | . | T100 | 0.19 | 37.9364
DK_CA_Aarhus | . | S39 | . | T101 | 0.19 | 37.9364
DK_CA_Aarhus | . | S39 | . | T102 | 0.19 | 37.9364
DK_CA_Aarhus | . | S39 | . | T103 | 0.12 | 23.9598
DK_CA_Aarhus | . | S39 | . | T104 | 0.12 | 23.9598
DK_CA_Aarhus | . | S39 | . | T105 | 0.06 | 11.9799
DK_CA_Aarhus | . | S39 | . | T106 | 0.06 | 11.9799
DK_CA_Aarhus | . | S39 | . | T107 | 0.06 | 11.9799
DK_CA_Aarhus | . | S39 | . | T108 | 0.06 | 11.9799
DK_CA_Aarhus | . | S39 | . | T109 | 0.06 | 11.9799
DK_CA_Aarhus | . | S39 | . | T110 | 0.03 | 5.99
DK_CA_Aarhus | . | S39 | . | T111 | 0.03 | 5.99
DK_CA_Aarhus | . | S39 | . | T112 | 0 | 0
DK_CA_Aarhus | . | S39 | . | T113 | 0 | 0
DK_CA_Aarhus | . | S39 | . | T114 | 0 | 0
DK_CA_Aarhus | . | S39 | . | T115 | 0 | 0
DK_CA_Aarhus | . | S39 | . | T116 | 0 | 0
DK_CA_Aarhus | . | S39 | . | T117 | 0 | 0
DK_CA_Aarhus | . | S39 | . | T118 | 0 | 0
DK_CA_Aarhus | . | S39 | . | T119 | 0 | 0
DK_CA_Aarhus | . | S39 | . | T120 | 0 | 0
DK_CA_Aarhus | . | S39 | . | T121 | 0.06 | 11.9799
DK_CA_Aarhus | . | S39 | . | T122 | 0.06 | 11.9799
DK_CA_Aarhus | . | S39 | . | T123 | 0.06 | 11.9799
DK_CA_Aarhus | . | S39 | . | T124 | 0.06 | 11.9799
DK_CA_Aarhus | . | S39 | . | T125 | 0.03 | 5.99
DK_CA_Aarhus | . | S39 | . | T126 | 0 | 0
DK_CA_Aarhus | . | S39 | . | T127 | 0 | 0
DK_CA_Aarhus | . | S39 | . | T128 | 0 | 0
DK_CA_Aarhus | . | S39 | . | T129 | 0 | 0
DK_CA_Aarhus | . | S39 | . | T130 | 0 | 0
DK_CA_Aarhus | . | S39 | . | T131 | 0.03 | 5.99
DK_CA_Aarhus | . | S39 | . | T132 | 0.06 | 11.9799
DK_CA_Aarhus | . | S39 | . | T133 | 0.12 | 23.9598
DK_CA_Aarhus | . | S39 | . | T134 | 0.19 | 37.9364
DK_CA_Aarhus | . | S39 | . | T135 | 0.19 | 37.9364
DK_CA_Aarhus | . | S39 | . | T136 | 0.19 | 37.9364
DK_CA_Aarhus | . | S39 | . | T137 | 0.3 | 59.8996
DK_CA_Aarhus | . | S39 | . | T138 | 0.3 | 59.8996
DK_CA_Aarhus | . | S39 | . | T139 | 0.3 | 59.8996
DK_CA_Aarhus | . | S39 | . | T140 | 0.3 | 59.8996
DK_CA_Aarhus | . | S39 | . | T141 | 0.3 | 59.8996
DK_CA_Aarhus | . | S39 | . | T142 | 0.3 | 59.8996
DK_CA_Aarhus | . | S39 | . | T143 | 0.19 | 37.9364
DK_CA_Aarhus | . | S39 | . | T144 | 0.19 | 37.9364
DK_CA_Aarhus | . | S39 | . | T145 | 0.12 | 23.9598
DK_CA_Aarhus | . | S39 | . | T146 | 0.12 | 23.9598
DK_CA_Aarhus | . | S39 | . | T147 | 0.06 | 11.9799
DK_CA_Aarhus | . | S39 | . | T148 | 0.06 | 11.9799
DK_CA_Aarhus | . | S39 | . | T149 | 0.06 | 11.9799
DK_CA_Aarhus | . | S39 | . | T150 | 0.06 | 11.9799
DK_CA_Aarhus | . | S39 | . | T151 | 0.12 | 23.9598
DK_CA_Aarhus | . | S39 | . | T152 | 0.12 | 23.9598
DK_CA_Aarhus | . | S39 | . | T153 | 0.19 | 37.9364
DK_CA_Aarhus | . | S39 | . | T154 | 0.3 | 59.8996
DK_CA_Aarhus | . | S39 | . | T155 | 0.42 | 83.8595
DK_CA_Aarhus | . | S39 | . | T156 | 0.42 | 83.8595
DK_CA_Aarhus | . | S39 | . | T157 | 0.57 | 113.8093
DK_CA_Aarhus | . | S39 | . | T158 | 0.57 | 113.8093
DK_CA_Aarhus | . | S39 | . | T159 | 0.57 | 113.8093
DK_CA_Aarhus | . | S39 | . | T160 | 0.72 | 143.7591
DK_CA_Aarhus | . | S39 | . | T161 | 0.72 | 143.7591
DK_CA_Aarhus | . | S39 | . | T162 | 0.72 | 143.7591
DK_CA_Aarhus | . | S39 | . | T163 | 0.95 | 189.6821
DK_CA_Aarhus | . | S39 | . | T164 | 0.99 | 197.6688
DK_CA_Aarhus | . | S39 | . | T165 | 0.99 | 197.6688
DK_CA_Aarhus | . | S39 | . | T166 | 0.99 | 197.6688
DK_CA_Aarhus | . | S39 | . | T167 | 0.95 | 189.6821
DK_CA_Aarhus | . | S39 | . | T168 | 0.95 | 189.6821
DK_CA_Aarhus | . | S40 | . | T001 | 0.95 | 189.6821
DK_CA_Aarhus | . | S40 | . | T002 | 0.95 | 189.6821
DK_CA_Aarhus | . | S40 | . | T003 | 0.95 | 189.6821
DK_CA_Aarhus | . | S40 | . | T004 | 0.95 | 189.6821
DK_CA_Aarhus | . | S40 | . | T005 | 0.95 | 189.6821
DK_CA_Aarhus | . | S40 | . | T006 | 0.85 | 169.7156
DK_CA_Aarhus | . | S40 | . | T007 | 0.72 | 143.7591
DK_CA_Aarhus | . | S40 | . | T008 | 0.42 | 83.8595
DK_CA_Aarhus | . | S40 | . | T009 | 0.42 | 83.8595
DK_CA_Aarhus | . | S40 | . | T010 | 0.3 | 59.8996
DK_CA_Aarhus | . | S40 | . | T011 | 0.19 | 37.9364
DK_CA_Aarhus | . | S40 | . | T012 | 0.3 | 59.8996
DK_CA_Aarhus | . | S40 | . | T013 | 0.3 | 59.8996
DK_CA_Aarhus | . | S40 | . | T014 | 0.42 | 83.8595
DK_CA_Aarhus | . | S40 | . | T015 | 0.42 | 83.8595
DK_CA_Aarhus | . | S40 | . | T016 | 0.42 | 83.8595
DK_CA_Aarhus | . | S40 | . | T017 | 0.42 | 83.8595
DK_CA_Aarhus | . | S40 | . | T018 | 0.42 | 83.8595
DK_CA_Aarhus | . | S40 | . | T019 | 0.57 | 113.8093
DK_CA_Aarhus | . | S40 | . | T020 | 0.72 | 143.7591
DK_CA_Aarhus | . | S40 | . | T021 | 0.72 | 143.7591
DK_CA_Aarhus | . | S40 | . | T022 | 0.85 | 169.7156
DK_CA_Aarhus | . | S40 | . | T023 | 0.99 | 197.6688
DK_CA_Aarhus | . | S40 | . | T024 | 0.99 | 197.6688
DK_CA_Aarhus | . | S40 | . | T025 | 1 | 199.6654
DK_CA_Aarhus | . | S40 | . | T026 | 1 | 199.6654
DK_CA_Aarhus | . | S40 | . | T027 | 1 | 199.6654
DK_CA_Aarhus | . | S40 | . | T028 | 1 | 199.6654
DK_CA_Aarhus | . | S40 | . | T029 | 1 | 199.6654
DK_CA_Aarhus | . | S40 | . | T030 | 1 | 199.6654
DK_CA_Aarhus | . | S40 | . | T031 | 1 | 199.6654
DK_CA_Aarhus | . | S40 | . | T032 | 1 | 199.6654
DK_CA_Aarhus | . | S40 | . | T033 | 1 | 199.6654
DK_CA_Aarhus | . | S40 | . | T034 | 1 | 199.6654
DK_CA_Aarhus | . | S40 | . | T035 | 1 | 199.6654
DK_CA_Aarhus | . | S40 | . | T036 | 1 | 199.6654
DK_CA_Aarhus | . | S40 | . | T037 | 1 | 199.6654
DK_CA_Aarhus | . | S40 | . | T038 | 1 | 199.6654
DK_CA_Aarhus | . | S40 | . | T039 | 1 | 199.6654
DK_CA_Aarhus | . | S40 | . | T040 | 1 | 199.6654
DK_CA_Aarhus | . | S40 | . | T041 | 1 | 199.6654
DK_CA_Aarhus | . | S40 | . | T042 | 1 | 199.6654
DK_CA_Aarhus | . | S40 | . | T043 | 1 | 199.6654
DK_CA_Aarhus | . | S40 | . | T044 | 1 | 199.6654
DK_CA_Aarhus | . | S40 | . | T045 | 1 | 199.6654
DK_CA_Aarhus | . | S40 | . | T046 | 1 | 199.6654
DK_CA_Aarhus | . | S40 | . | T047 | 1 | 199.6654
DK_CA_Aarhus | . | S40 | . | T048 | 1 | 199.6654
DK_CA_Aarhus | . | S40 | . | T049 | 1 | 199.6654
DK_CA_Aarhus | . | S40 | . | T050 | 1 | 199.6654
DK_CA_Aarhus | . | S40 | . | T051 | 1 | 199.6654
DK_CA_Aarhus | . | S40 | . | T052 | 1 | 199.6654
DK_CA_Aarhus | . | S40 | . | T053 | 1 | 199.6654
DK_CA_Aarhus | . | S40 | . | T054 | 1 | 199.6654
DK_CA_Aarhus | . | S40 | . | T055 | 1 | 199.6654
DK_CA_Aarhus | . | S40 | . | T056 | 1 | 199.6654
DK_CA_Aarhus | . | S40 | . | T057 | 1 | 199.6654
DK_CA_Aarhus | . | S40 | . | T058 | 1 | 199.6654
DK_CA_Aarhus | . | S40 | . | T059 | 0.99 | 197.6688
DK_CA_Aarhus | . | S40 | . | T060 | 0.95 | 189.6821
DK_CA_Aarhus | . | S40 | . | T061 | 0.95 | 189.6821
DK_CA_Aarhus | . | S40 | . | T062 | 0.85 | 169.7156
DK_CA_Aarhus | . | S40 | . | T063 | 0.85 | 169.7156
DK_CA_Aarhus | . | S40 | . | T064 | 0.85 | 169.7156
DK_CA_Aarhus | . | S40 | . | T065 | 0.95 | 189.6821
DK_CA_Aarhus | . | S40 | . | T066 | 0.95 | 189.6821
DK_CA_Aarhus | . | S40 | . | T067 | 0.95 | 189.6821
DK_CA_Aarhus | . | S40 | . | T068 | 0.95 | 189.6821
DK_CA_Aarhus | . | S40 | . | T069 | 0.99 | 197.6688
DK_CA_Aarhus | . | S40 | . | T070 | 0.99 | 197.6688
DK_CA_Aarhus | . | S40 | . | T071 | 0.99 | 197.6688
DK_CA_Aarhus | . | S40 | . | T072 | 0.99 | 197.6688
DK_CA_Aarhus | . | S40 | . | T073 | 1 | 199.6654
DK_CA_Aarhus | . | S40 | . | T074 | 1 | 199.6654
DK_CA_Aarhus | . | S40 | . | T075 | 1 | 199.6654
DK_CA_Aarhus | . | S40 | . | T076 | 1 | 199.6654
DK_CA_Aarhus | . | S40 | . | T077 | 1 | 199.6654
DK_CA_Aarhus | . | S40 | . | T078 | 1 | 199.6654
DK_CA_Aarhus | . | S40 | . | T079 | 1 | 199.6654
DK_CA_Aarhus | . | S40 | . | T080 | 1 | 199.6654
DK_CA_Aarhus | . | S40 | . | T081 | 1 | 199.6654
DK_CA_Aarhus | . | S40 | . | T082 | 1 | 199.6654
DK_CA_Aarhus | . | S40 | . | T083 | 1 | 199.6654
DK_CA_Aarhus | . | S40 | . | T084 | 1 | 199.6654
DK_CA_Aarhus | . | S40 | . | T085 | 1 | 199.6654
DK_CA_Aarhus | . | S40 | . | T086 | 1 | 199.6654
DK_CA_Aarhus | . | S40 | . | T087 | 1 | 199.6654
DK_CA_Aarhus | . | S40 | . | T088 | 1 | 199.6654
DK_CA_Aarhus | . | S40 | . | T089 | 1 | 199.6654
DK_CA_Aarhus | . | S40 | . | T090 | 1 | 199.6654
DK_CA_Aarhus | . | S40 | . | T091 | 1 | 199.6654
DK_CA_Aarhus | . | S40 | . | T092 | 1 | 199.6654
DK_CA_Aarhus | . | S40 | . | T093 | 1 | 199.6654
DK_CA_Aarhus | . | S40 | . | T094 | 1 | 199.6654
DK_CA_Aarhus | . | S40 | . | T095 | 0.99 | 197.6688
DK_CA_Aarhus | . | S40 | . | T096 | 0.99 | 197.6688
DK_CA_Aarhus | . | S40 | . | T097 | 0.95 | 189.6821
DK_CA_Aarhus | . | S40 | . | T098 | 0.95 | 189.6821
DK_CA_Aarhus | . | S40 | . | T099 | 0.95 | 189.6821
DK_CA_Aarhus | . | S40 | . | T100 | 0.95 | 189.6821
DK_CA_Aarhus | . | S40 | . | T101 | 0.95 | 189.6821
DK_CA_Aarhus | . | S40 | . | T102 | 0.95 | 189.6821
DK_CA_Aarhus | . | S40 | . | T103 | 0.95 | 189.6821
DK_CA_Aarhus | . | S40 | . | T104 | 0.95 | 189.6821
DK_CA_Aarhus | . | S40 | . | T105 | 0.95 | 189.6821
DK_CA_Aarhus | . | S40 | . | T106 | 0.95 | 189.6821
DK_CA_Aarhus | . | S40 | . | T107 | 0.95 | 189.6821
DK_CA_Aarhus | . | S40 | . | T108 | 0.99 | 197.6688
DK_CA_Aarhus | . | S40 | . | T109 | 0.99 | 197.6688
DK_CA_Aarhus | . | S40 | . | T110 | 0.99 | 197.6688
DK_CA_Aarhus | . | S40 | . | T111 | 0.95 | 189.6821
DK_CA_Aarhus | . | S40 | . | T112 | 0.85 | 169.7156
DK_CA_Aarhus | . | S40 | . | T113 | 0.85 | 169.7156
DK_CA_Aarhus | . | S40 | . | T114 | 0.85 | 169.7156
DK_CA_Aarhus | . | S40 | . | T115 | 0.85 | 169.7156
DK_CA_Aarhus | . | S40 | . | T116 | 0.72 | 143.7591
DK_CA_Aarhus | . | S40 | . | T117 | 0.57 | 113.8093
DK_CA_Aarhus | . | S40 | . | T118 | 0.42 | 83.8595
DK_CA_Aarhus | . | S40 | . | T119 | 0.3 | 59.8996
DK_CA_Aarhus | . | S40 | . | T120 | 0.19 | 37.9364
DK_CA_Aarhus | . | S40 | . | T121 | 0.12 | 23.9598
DK_CA_Aarhus | . | S40 | . | T122 | 0.12 | 23.9598
DK_CA_Aarhus | . | S40 | . | T123 | 0.19 | 37.9364
DK_CA_Aarhus | . | S40 | . | T124 | 0.19 | 37.9364
DK_CA_Aarhus | . | S40 | . | T125 | 0.19 | 37.9364
DK_CA_Aarhus | . | S40 | . | T126 | 0.3 | 59.8996
DK_CA_Aarhus | . | S40 | . | T127 | 0.3 | 59.8996
DK_CA_Aarhus | . | S40 | . | T128 | 0.42 | 83.8595
DK_CA_Aarhus | . | S40 | . | T129 | 0.42 | 83.8595
DK_CA_Aarhus | . | S40 | . | T130 | 0.42 | 83.8595
DK_CA_Aarhus | . | S40 | . | T131 | 0.42 | 83.8595
DK_CA_Aarhus | . | S40 | . | T132 | 0.42 | 83.8595
DK_CA_Aarhus | . | S40 | . | T133 | 0.42 | 83.8595
DK_CA_Aarhus | . | S40 | . | T134 | 0.42 | 83.8595
DK_CA_Aarhus | . | S40 | . | T135 | 0.42 | 83.8595
DK_CA_Aarhus | . | S40 | . | T136 | 0.42 | 83.8595
DK_CA_Aarhus | . | S40 | . | T137 | 0.42 | 83.8595
DK_CA_Aarhus | . | S40 | . | T138 | 0.42 | 83.8595
DK_CA_Aarhus | . | S40 | . | T139 | 0.42 | 83.8595
DK_CA_Aarhus | . | S40 | . | T140 | 0.3 | 59.8996
DK_CA_Aarhus | . | S40 | . | T141 | 0.42 | 83.8595
DK_CA_Aarhus | . | S40 | . | T142 | 0.42 | 83.8595
DK_CA_Aarhus | . | S40 | . | T143 | 0.42 | 83.8595
DK_CA_Aarhus | . | S40 | . | T144 | 0.42 | 83.8595
DK_CA_Aarhus | . | S40 | . | T145 | 0.42 | 83.8595
DK_CA_Aarhus | . | S40 | . | T146 | 0.42 | 83.8595
DK_CA_Aarhus | . | S40 | . | T147 | 0.42 | 83.8595
DK_CA_Aarhus | . | S40 | . | T148 | 0.57 | 113.8093
DK_CA_Aarhus | . | S40 | . | T149 | 0.72 | 143.7591
DK_CA_Aarhus | . | S40 | . | T150 | 0.72 | 143.7591
DK_CA_Aarhus | . | S40 | . | T151 | 0.85 | 169.7156
DK_CA_Aarhus | . | S40 | . | T152 | 0.85 | 169.7156
DK_CA_Aarhus | . | S40 | . | T153 | 0.85 | 169.7156
DK_CA_Aarhus | . | S40 | . | T154 | 0.85 | 169.7156
DK_CA_Aarhus | . | S40 | . | T155 | 0.85 | 169.7156
DK_CA_Aarhus | . | S40 | . | T156 | 0.85 | 169.7156
DK_CA_Aarhus | . | S40 | . | T157 | 0.72 | 143.7591
DK_CA_Aarhus | . | S40 | . | T158 | 0.72 | 143.7591
DK_CA_Aarhus | . | S40 | . | T159 | 0.72 | 143.7591
DK_CA_Aarhus | . | S40 | . | T160 | 0.72 | 143.7591
DK_CA_Aarhus | . | S40 | . | T161 | 0.72 | 143.7591
DK_CA_Aarhus | . | S40 | . | T162 | 0.72 | 143.7591
DK_CA_Aarhus | . | S40 | . | T163 | 0.72 | 143.7591
DK_CA_Aarhus | . | S40 | . | T164 | 0.72 | 143.7591
DK_CA_Aarhus | . | S40 | . | T165 | 0.72 | 143.7591
DK_CA_Aarhus | . | S40 | . | T166 | 0.72 | 143.7591
DK_CA_Aarhus | . | S40 | . | T167 | 0.85 | 169.7156
DK_CA_Aarhus | . | S40 | . | T168 | 0.95 | 189.6821
DK_CA_Aarhus | . | S41 | . | T001 | 0.95 | 189.6821
DK_CA_Aarhus | . | S41 | . | T002 | 0.95 | 189.6821
DK_CA_Aarhus | . | S41 | . | T003 | 0.95 | 189.6821
DK_CA_Aarhus | . | S41 | . | T004 | 0.85 | 169.7156
DK_CA_Aarhus | . | S41 | . | T005 | 0.72 | 143.7591
DK_CA_Aarhus | . | S41 | . | T006 | 0.72 | 143.7591
DK_CA_Aarhus | . | S41 | . | T007 | 0.57 | 113.8093
DK_CA_Aarhus | . | S41 | . | T008 | 0.57 | 113.8093
DK_CA_Aarhus | . | S41 | . | T009 | 0.57 | 113.8093
DK_CA_Aarhus | . | S41 | . | T010 | 0.57 | 113.8093
DK_CA_Aarhus | . | S41 | . | T011 | 0.57 | 113.8093
DK_CA_Aarhus | . | S41 | . | T012 | 0.57 | 113.8093
DK_CA_Aarhus | . | S41 | . | T013 | 0.57 | 113.8093
DK_CA_Aarhus | . | S41 | . | T014 | 0.57 | 113.8093
DK_CA_Aarhus | . | S41 | . | T015 | 0.57 | 113.8093
DK_CA_Aarhus | . | S41 | . | T016 | 0.57 | 113.8093
DK_CA_Aarhus | . | S41 | . | T017 | 0.72 | 143.7591
DK_CA_Aarhus | . | S41 | . | T018 | 0.85 | 169.7156
DK_CA_Aarhus | . | S41 | . | T019 | 0.85 | 169.7156
DK_CA_Aarhus | . | S41 | . | T020 | 0.95 | 189.6821
DK_CA_Aarhus | . | S41 | . | T021 | 0.95 | 189.6821
DK_CA_Aarhus | . | S41 | . | T022 | 0.95 | 189.6821
DK_CA_Aarhus | . | S41 | . | T023 | 0.95 | 189.6821
DK_CA_Aarhus | . | S41 | . | T024 | 0.99 | 197.6688
DK_CA_Aarhus | . | S41 | . | T025 | 0.99 | 197.6688
DK_CA_Aarhus | . | S41 | . | T026 | 1 | 199.6654
DK_CA_Aarhus | . | S41 | . | T027 | 1 | 199.6654
DK_CA_Aarhus | . | S41 | . | T028 | 1 | 199.6654
DK_CA_Aarhus | . | S41 | . | T029 | 1 | 199.6654
DK_CA_Aarhus | . | S41 | . | T030 | 1 | 199.6654
DK_CA_Aarhus | . | S41 | . | T031 | 1 | 199.6654
DK_CA_Aarhus | . | S41 | . | T032 | 1 | 199.6654
DK_CA_Aarhus | . | S41 | . | T033 | 1 | 199.6654
DK_CA_Aarhus | . | S41 | . | T034 | 1 | 199.6654
DK_CA_Aarhus | . | S41 | . | T035 | 1 | 199.6654
DK_CA_Aarhus | . | S41 | . | T036 | 1 | 199.6654
DK_CA_Aarhus | . | S41 | . | T037 | 1 | 199.6654
DK_CA_Aarhus | . | S41 | . | T038 | 1 | 199.6654
DK_CA_Aarhus | . | S41 | . | T039 | 1 | 199.6654
DK_CA_Aarhus | . | S41 | . | T040 | 1 | 199.6654
DK_CA_Aarhus | . | S41 | . | T041 | 1 | 199.6654
DK_CA_Aarhus | . | S41 | . | T042 | 1 | 199.6654
DK_CA_Aarhus | . | S41 | . | T043 | 1 | 199.6654
DK_CA_Aarhus | . | S41 | . | T044 | 1 | 199.6654
DK_CA_Aarhus | . | S41 | . | T045 | 1 | 199.6654
DK_CA_Aarhus | . | S41 | . | T046 | 1 | 199.6654
DK_CA_Aarhus | . | S41 | . | T047 | 1 | 199.6654
DK_CA_Aarhus | . | S41 | . | T048 | 1 | 199.6654
DK_CA_Aarhus | . | S41 | . | T049 | 1 | 199.6654
DK_CA_Aarhus | . | S41 | . | T050 | 1 | 199.6654
DK_CA_Aarhus | . | S41 | . | T051 | 1 | 199.6654
DK_CA_Aarhus | . | S41 | . | T052 | 1 | 199.6654
DK_CA_Aarhus | . | S41 | . | T053 | 1 | 199.6654
DK_CA_Aarhus | . | S41 | . | T054 | 1 | 199.6654
DK_CA_Aarhus | . | S41 | . | T055 | 1 | 199.6654
DK_CA_Aarhus | . | S41 | . | T056 | 1 | 199.6654
DK_CA_Aarhus | . | S41 | . | T057 | 1 | 199.6654
DK_CA_Aarhus | . | S41 | . | T058 | 1 | 199.6654
DK_CA_Aarhus | . | S41 | . | T059 | 1 | 199.6654
DK_CA_Aarhus | . | S41 | . | T060 | 1 | 199.6654
DK_CA_Aarhus | . | S41 | . | T061 | 1 | 199.6654
DK_CA_Aarhus | . | S41 | . | T062 | 1 | 199.6654
DK_CA_Aarhus | . | S41 | . | T063 | 1 | 199.6654
DK_CA_Aarhus | . | S41 | . | T064 | 1 | 199.6654
DK_CA_Aarhus | . | S41 | . | T065 | 1 | 199.6654
DK_CA_Aarhus | . | S41 | . | T066 | 1 | 199.6654
DK_CA_Aarhus | . | S41 | . | T067 | 1 | 199.6654
DK_CA_Aarhus | . | S41 | . | T068 | 1 | 199.6654
DK_CA_Aarhus | . | S41 | . | T069 | 1 | 199.6654
DK_CA_Aarhus | . | S41 | . | T070 | 1 | 199.6654
DK_CA_Aarhus | . | S41 | . | T071 | 1 | 199.6654
DK_CA_Aarhus | . | S41 | . | T072 | 1 | 199.6654
DK_CA_Aarhus | . | S41 | . | T073 | 1 | 199.6654
DK_CA_Aarhus | . | S41 | . | T074 | 1 | 199.6654
DK_CA_Aarhus | . | S41 | . | T075 | 1 | 199.6654
DK_CA_Aarhus | . | S41 | . | T076 | 1 | 199.6654
DK_CA_Aarhus | . | S41 | . | T077 | 1 | 199.6654
DK_CA_Aarhus | . | S41 | . | T078 | 1 | 199.6654
DK_CA_Aarhus | . | S41 | . | T079 | 1 | 199.6654
DK_CA_Aarhus | . | S41 | . | T080 | 1 | 199.6654
DK_CA_Aarhus | . | S41 | . | T081 | 1 | 199.6654
DK_CA_Aarhus | . | S41 | . | T082 | 1 | 199.6654
DK_CA_Aarhus | . | S41 | . | T083 | 1 | 199.6654
DK_CA_Aarhus | . | S41 | . | T084 | 1 | 199.6654
DK_CA_Aarhus | . | S41 | . | T085 | 1 | 199.6654
DK_CA_Aarhus | . | S41 | . | T086 | 1 | 199.6654
DK_CA_Aarhus | . | S41 | . | T087 | 1 | 199.6654
DK_CA_Aarhus | . | S41 | . | T088 | 1 | 199.6654
DK_CA_Aarhus | . | S41 | . | T089 | 1 | 199.6654
DK_CA_Aarhus | . | S41 | . | T090 | 1 | 199.6654
DK_CA_Aarhus | . | S41 | . | T091 | 0.99 | 197.6688
DK_CA_Aarhus | . | S41 | . | T092 | 0.95 | 189.6821
DK_CA_Aarhus | . | S41 | . | T093 | 0.85 | 169.7156
DK_CA_Aarhus | . | S41 | . | T094 | 0.72 | 143.7591
DK_CA_Aarhus | . | S41 | . | T095 | 0.72 | 143.7591
DK_CA_Aarhus | . | S41 | . | T096 | 0.57 | 113.8093
DK_CA_Aarhus | . | S41 | . | T097 | 0.57 | 113.8093
DK_CA_Aarhus | . | S41 | . | T098 | 0.57 | 113.8093
DK_CA_Aarhus | . | S41 | . | T099 | 0.42 | 83.8595
DK_CA_Aarhus | . | S41 | . | T100 | 0.3 | 59.8996
DK_CA_Aarhus | . | S41 | . | T101 | 0.19 | 37.9364
DK_CA_Aarhus | . | S41 | . | T102 | 0.19 | 37.9364
DK_CA_Aarhus | . | S41 | . | T103 | 0.12 | 23.9598
DK_CA_Aarhus | . | S41 | . | T104 | 0.19 | 37.9364
DK_CA_Aarhus | . | S41 | . | T105 | 0.19 | 37.9364
DK_CA_Aarhus | . | S41 | . | T106 | 0.19 | 37.9364
DK_CA_Aarhus | . | S41 | . | T107 | 0.19 | 37.9364
DK_CA_Aarhus | . | S41 | . | T108 | 0.19 | 37.9364
DK_CA_Aarhus | . | S41 | . | T109 | 0.3 | 59.8996
DK_CA_Aarhus | . | S41 | . | T110 | 0.42 | 83.8595
DK_CA_Aarhus | . | S41 | . | T111 | 0.57 | 113.8093
DK_CA_Aarhus | . | S41 | . | T112 | 0.57 | 113.8093
DK_CA_Aarhus | . | S41 | . | T113 | 0.72 | 143.7591
DK_CA_Aarhus | . | S41 | . | T114 | 0.72 | 143.7591
DK_CA_Aarhus | . | S41 | . | T115 | 0.85 | 169.7156
DK_CA_Aarhus | . | S41 | . | T116 | 0.85 | 169.7156
DK_CA_Aarhus | . | S41 | . | T117 | 0.85 | 169.7156
DK_CA_Aarhus | . | S41 | . | T118 | 0.85 | 169.7156
DK_CA_Aarhus | . | S41 | . | T119 | 0.85 | 169.7156
DK_CA_Aarhus | . | S41 | . | T120 | 0.85 | 169.7156
DK_CA_Aarhus | . | S41 | . | T121 | 0.85 | 169.7156
DK_CA_Aarhus | . | S41 | . | T122 | 0.85 | 169.7156
DK_CA_Aarhus | . | S41 | . | T123 | 0.95 | 189.6821
DK_CA_Aarhus | . | S41 | . | T124 | 0.95 | 189.6821
DK_CA_Aarhus | . | S41 | . | T125 | 0.95 | 189.6821
DK_CA_Aarhus | . | S41 | . | T126 | 0.85 | 169.7156
DK_CA_Aarhus | . | S41 | . | T127 | 0.85 | 169.7156
DK_CA_Aarhus | . | S41 | . | T128 | 0.85 | 169.7156
DK_CA_Aarhus | . | S41 | . | T129 | 0.85 | 169.7156
DK_CA_Aarhus | . | S41 | . | T130 | 0.85 | 169.7156
DK_CA_Aarhus | . | S41 | . | T131 | 0.85 | 169.7156
DK_CA_Aarhus | . | S41 | . | T132 | 0.85 | 169.7156
DK_CA_Aarhus | . | S41 | . | T133 | 0.85 | 169.7156
DK_CA_Aarhus | . | S41 | . | T134 | 0.85 | 169.7156
DK_CA_Aarhus | . | S41 | . | T135 | 0.72 | 143.7591
DK_CA_Aarhus | . | S41 | . | T136 | 0.72 | 143.7591
DK_CA_Aarhus | . | S41 | . | T137 | 0.57 | 113.8093
DK_CA_Aarhus | . | S41 | . | T138 | 0.57 | 113.8093
DK_CA_Aarhus | . | S41 | . | T139 | 0.42 | 83.8595
DK_CA_Aarhus | . | S41 | . | T140 | 0.42 | 83.8595
DK_CA_Aarhus | . | S41 | . | T141 | 0.42 | 83.8595
DK_CA_Aarhus | . | S41 | . | T142 | 0.42 | 83.8595
DK_CA_Aarhus | . | S41 | . | T143 | 0.3 | 59.8996
DK_CA_Aarhus | . | S41 | . | T144 | 0.3 | 59.8996
DK_CA_Aarhus | . | S41 | . | T145 | 0.3 | 59.8996
DK_CA_Aarhus | . | S41 | . | T146 | 0.42 | 83.8595
DK_CA_Aarhus | . | S41 | . | T147 | 0.57 | 113.8093
DK_CA_Aarhus | . | S41 | . | T148 | 0.57 | 113.8093
DK_CA_Aarhus | . | S41 | . | T149 | 0.57 | 113.8093
DK_CA_Aarhus | . | S41 | . | T150 | 0.57 | 113.8093
DK_CA_Aarhus | . | S41 | . | T151 | 0.42 | 83.8595
DK_CA_Aarhus | . | S41 | . | T152 | 0.42 | 83.8595
DK_CA_Aarhus | . | S41 | . | T153 | 0.42 | 83.8595
DK_CA_Aarhus | . | S41 | . | T154 | 0.42 | 83.8595
DK_CA_Aarhus | . | S41 | . | T155 | 0.3 | 59.8996
DK_CA_Aarhus | . | S41 | . | T156 | 0.3 | 59.8996
DK_CA_Aarhus | . | S41 | . | T157 | 0.3 | 59.8996
DK_CA_Aarhus | . | S41 | . | T158 | 0.19 | 37.9364
DK_CA_Aarhus | . | S41 | . | T159 | 0.19 | 37.9364
DK_CA_Aarhus | . | S41 | . | T160 | 0.12 | 23.9598
DK_CA_Aarhus | . | S41 | . | T161 | 0.06 | 11.9799
DK_CA_Aarhus | . | S41 | . | T162 | 0.06 | 11.9799
DK_CA_Aarhus | . | S41 | . | T163 | 0.03 | 5.99
DK_CA_Aarhus | . | S41 | . | T164 | 0.03 | 5.99
DK_CA_Aarhus | . | S41 | . | T165 | 0 | 0
DK_CA_Aarhus | . | S41 | . | T166 | 0 | 0
DK_CA_Aarhus | . | S41 | . | T167 | 0 | 0
DK_CA_Aarhus | . | S41 | . | T168 | 0 | 0
DK_CA_Aarhus | . | S42 | . | T001 | 0 | 0
DK_CA_Aarhus | . | S42 | . | T002 | 0 | 0
DK_CA_Aarhus | . | S42 | . | T003 | 0 | 0
DK_CA_Aarhus | . | S42 | . | T004 | 0.06 | 11.9799
DK_CA_Aarhus | . | S42 | . | T005 | 0.12 | 23.9598
DK_CA_Aarhus | . | S42 | . | T006 | 0.19 | 37.9364
DK_CA_Aarhus | . | S42 | . | T007 | 0.19 | 37.9364
DK_CA_Aarhus | . | S42 | . | T008 | 0.3 | 59.8996
DK_CA_Aarhus | . | S42 | . | T009 | 0.42 | 83.8595
DK_CA_Aarhus | . | S42 | . | T010 | 0.42 | 83.8595
DK_CA_Aarhus | . | S42 | . | T011 | 0.57 | 113.8093
DK_CA_Aarhus | . | S42 | . | T012 | 0.42 | 83.8595
DK_CA_Aarhus | . | S42 | . | T013 | 0.57 | 113.8093
DK_CA_Aarhus | . | S42 | . | T014 | 0.57 | 113.8093
DK_CA_Aarhus | . | S42 | . | T015 | 0.42 | 83.8595
DK_CA_Aarhus | . | S42 | . | T016 | 0.42 | 83.8595
DK_CA_Aarhus | . | S42 | . | T017 | 0.42 | 83.8595
DK_CA_Aarhus | . | S42 | . | T018 | 0.42 | 83.8595
DK_CA_Aarhus | . | S42 | . | T019 | 0.3 | 59.8996
DK_CA_Aarhus | . | S42 | . | T020 | 0.42 | 83.8595
DK_CA_Aarhus | . | S42 | . | T021 | 0.3 | 59.8996
DK_CA_Aarhus | . | S42 | . | T022 | 0.42 | 83.8595
DK_CA_Aarhus | . | S42 | . | T023 | 0.19 | 37.9364
DK_CA_Aarhus | . | S42 | . | T024 | 0.19 | 37.9364
DK_CA_Aarhus | . | S42 | . | T025 | 0.12 | 23.9598
DK_CA_Aarhus | . | S42 | . | T026 | 0.12 | 23.9598
DK_CA_Aarhus | . | S42 | . | T027 | 0.19 | 37.9364
DK_CA_Aarhus | . | S42 | . | T028 | 0.3 | 59.8996
DK_CA_Aarhus | . | S42 | . | T029 | 0.57 | 113.8093
DK_CA_Aarhus | . | S42 | . | T030 | 0.72 | 143.7591
DK_CA_Aarhus | . | S42 | . | T031 | 0.85 | 169.7156
DK_CA_Aarhus | . | S42 | . | T032 | 0.85 | 169.7156
DK_CA_Aarhus | . | S42 | . | T033 | 0.72 | 143.7591
DK_CA_Aarhus | . | S42 | . | T034 | 0.57 | 113.8093
DK_CA_Aarhus | . | S42 | . | T035 | 0.57 | 113.8093
DK_CA_Aarhus | . | S42 | . | T036 | 0.57 | 113.8093
DK_CA_Aarhus | . | S42 | . | T037 | 0.42 | 83.8595
DK_CA_Aarhus | . | S42 | . | T038 | 0.42 | 83.8595
DK_CA_Aarhus | . | S42 | . | T039 | 0.42 | 83.8595
DK_CA_Aarhus | . | S42 | . | T040 | 0.42 | 83.8595
DK_CA_Aarhus | . | S42 | . | T041 | 0.57 | 113.8093
DK_CA_Aarhus | . | S42 | . | T042 | 0.57 | 113.8093
DK_CA_Aarhus | . | S42 | . | T043 | 0.57 | 113.8093
DK_CA_Aarhus | . | S42 | . | T044 | 0.57 | 113.8093
DK_CA_Aarhus | . | S42 | . | T045 | 0.57 | 113.8093
DK_CA_Aarhus | . | S42 | . | T046 | 0.57 | 113.8093
DK_CA_Aarhus | . | S42 | . | T047 | 0.72 | 143.7591
DK_CA_Aarhus | . | S42 | . | T048 | 0.72 | 143.7591
DK_CA_Aarhus | . | S42 | . | T049 | 0.72 | 143.7591
DK_CA_Aarhus | . | S42 | . | T050 | 0.72 | 143.7591
DK_CA_Aarhus | . | S42 | . | T051 | 0.72 | 143.7591
DK_CA_Aarhus | . | S42 | . | T052 | 0.57 | 113.8093
DK_CA_Aarhus | . | S42 | . | T053 | 0.57 | 113.8093
DK_CA_Aarhus | . | S42 | . | T054 | 0.42 | 83.8595
DK_CA_Aarhus | . | S42 | . | T055 | 0.42 | 83.8595
DK_CA_Aarhus | . | S42 | . | T056 | 0.57 | 113.8093
DK_CA_Aarhus | . | S42 | . | T057 | 0.3 | 59.8996
DK_CA_Aarhus | . | S42 | . | T058 | 0.3 | 59.8996
DK_CA_Aarhus | . | S42 | . | T059 | 0.3 | 59.8996
DK_CA_Aarhus | . | S42 | . | T060 | 0.3 | 59.8996
DK_CA_Aarhus | . | S42 | . | T061 | 0.3 | 59.8996
DK_CA_Aarhus | . | S42 | . | T062 | 0.19 | 37.9364
DK_CA_Aarhus | . | S42 | . | T063 | 0.19 | 37.9364
DK_CA_Aarhus | . | S42 | . | T064 | 0.19 | 37.9364
DK_CA_Aarhus | . | S42 | . | T065 | 0.12 | 23.9598
DK_CA_Aarhus | . | S42 | . | T066 | 0.12 | 23.9598
DK_CA_Aarhus | . | S42 | . | T067 | 0.12 | 23.9598
DK_CA_Aarhus | . | S42 | . | T068 | 0.06 | 11.9799
DK_CA_Aarhus | . | S42 | . | T069 | 0.06 | 11.9799
DK_CA_Aarhus | . | S42 | . | T070 | 0.03 | 5.99
DK_CA_Aarhus | . | S42 | . | T071 | 0.03 | 5.99
DK_CA_Aarhus | . | S42 | . | T072 | 0.03 | 5.99
DK_CA_Aarhus | . | S42 | . | T073 | 0 | 0
DK_CA_Aarhus | . | S42 | . | T074 | 0 | 0
DK_CA_Aarhus | . | S42 | . | T075 | 0 | 0
DK_CA_Aarhus | . | S42 | . | T076 | 0 | 0
DK_CA_Aarhus | . | S42 | . | T077 | 0.03 | 5.99
DK_CA_Aarhus | . | S42 | . | T078 | 0.03 | 5.99
DK_CA_Aarhus | . | S42 | . | T079 | 0.06 | 11.9799
DK_CA_Aarhus | . | S42 | . | T080 | 0.12 | 23.9598
DK_CA_Aarhus | . | S42 | . | T081 | 0.19 | 37.9364
DK_CA_Aarhus | . | S42 | . | T082 | 0.3 | 59.8996
DK_CA_Aarhus | . | S42 | . | T083 | 0.42 | 83.8595
DK_CA_Aarhus | . | S42 | . | T084 | 0.42 | 83.8595
DK_CA_Aarhus | . | S42 | . | T085 | 0.42 | 83.8595
DK_CA_Aarhus | . | S42 | . | T086 | 0.42 | 83.8595
DK_CA_Aarhus | . | S42 | . | T087 | 0.42 | 83.8595
DK_CA_Aarhus | . | S42 | . | T088 | 0.57 | 113.8093
DK_CA_Aarhus | . | S42 | . | T089 | 0.57 | 113.8093
DK_CA_Aarhus | . | S42 | . | T090 | 0.57 | 113.8093
DK_CA_Aarhus | . | S42 | . | T091 | 0.72 | 143.7591
DK_CA_Aarhus | . | S42 | . | T092 | 0.72 | 143.7591
DK_CA_Aarhus | . | S42 | . | T093 | 0.85 | 169.7156
DK_CA_Aarhus | . | S42 | . | T094 | 0.85 | 169.7156
DK_CA_Aarhus | . | S42 | . | T095 | 0.85 | 169.7156
DK_CA_Aarhus | . | S42 | . | T096 | 0.95 | 189.6821
DK_CA_Aarhus | . | S42 | . | T097 | 0.95 | 189.6821
DK_CA_Aarhus | . | S42 | . | T098 | 0.95 | 189.6821
DK_CA_Aarhus | . | S42 | . | T099 | 0.95 | 189.6821
DK_CA_Aarhus | . | S42 | . | T100 | 0.85 | 169.7156
DK_CA_Aarhus | . | S42 | . | T101 | 0.85 | 169.7156
DK_CA_Aarhus | . | S42 | . | T102 | 0.85 | 169.7156
DK_CA_Aarhus | . | S42 | . | T103 | 0.85 | 169.7156
DK_CA_Aarhus | . | S42 | . | T104 | 0.85 | 169.7156
DK_CA_Aarhus | . | S42 | . | T105 | 0.72 | 143.7591
DK_CA_Aarhus | . | S42 | . | T106 | 0.72 | 143.7591
DK_CA_Aarhus | . | S42 | . | T107 | 0.85 | 169.7156
DK_CA_Aarhus | . | S42 | . | T108 | 0.85 | 169.7156
DK_CA_Aarhus | . | S42 | . | T109 | 0.85 | 169.7156
DK_CA_Aarhus | . | S42 | . | T110 | 0.85 | 169.7156
DK_CA_Aarhus | . | S42 | . | T111 | 0.85 | 169.7156
DK_CA_Aarhus | . | S42 | . | T112 | 0.85 | 169.7156
DK_CA_Aarhus | . | S42 | . | T113 | 0.85 | 169.7156
DK_CA_Aarhus | . | S42 | . | T114 | 0.72 | 143.7591
DK_CA_Aarhus | . | S42 | . | T115 | 0.72 | 143.7591
DK_CA_Aarhus | . | S42 | . | T116 | 0.72 | 143.7591
DK_CA_Aarhus | . | S42 | . | T117 | 0.72 | 143.7591
DK_CA_Aarhus | . | S42 | . | T118 | 0.72 | 143.7591
DK_CA_Aarhus | . | S42 | . | T119 | 0.72 | 143.7591
DK_CA_Aarhus | . | S42 | . | T120 | 0.72 | 143.7591
DK_CA_Aarhus | . | S42 | . | T121 | 0.72 | 143.7591
DK_CA_Aarhus | . | S42 | . | T122 | 0.57 | 113.8093
DK_CA_Aarhus | . | S42 | . | T123 | 0.57 | 113.8093
DK_CA_Aarhus | . | S42 | . | T124 | 0.57 | 113.8093
DK_CA_Aarhus | . | S42 | . | T125 | 0.72 | 143.7591
DK_CA_Aarhus | . | S42 | . | T126 | 0.72 | 143.7591
DK_CA_Aarhus | . | S42 | . | T127 | 0.72 | 143.7591
DK_CA_Aarhus | . | S42 | . | T128 | 0.72 | 143.7591
DK_CA_Aarhus | . | S42 | . | T129 | 0.72 | 143.7591
DK_CA_Aarhus | . | S42 | . | T130 | 0.57 | 113.8093
DK_CA_Aarhus | . | S42 | . | T131 | 0.57 | 113.8093
DK_CA_Aarhus | . | S42 | . | T132 | 0.57 | 113.8093
DK_CA_Aarhus | . | S42 | . | T133 | 0.42 | 83.8595
DK_CA_Aarhus | . | S42 | . | T134 | 0.42 | 83.8595
DK_CA_Aarhus | . | S42 | . | T135 | 0.42 | 83.8595
DK_CA_Aarhus | . | S42 | . | T136 | 0.42 | 83.8595
DK_CA_Aarhus | . | S42 | . | T137 | 0.42 | 83.8595
DK_CA_Aarhus | . | S42 | . | T138 | 0.42 | 83.8595
DK_CA_Aarhus | . | S42 | . | T139 | 0.3 | 59.8996
DK_CA_Aarhus | . | S42 | . | T140 | 0.3 | 59.8996
DK_CA_Aarhus | . | S42 | . | T141 | 0.3 | 59.8996
DK_CA_Aarhus | . | S42 | . | T142 | 0.42 | 83.8595
DK_CA_Aarhus | . | S42 | . | T143 | 0.42 | 83.8595
DK_CA_Aarhus | . | S42 | . | T144 | 0.57 | 113.8093
DK_CA_Aarhus | . | S42 | . | T145 | 0.57 | 113.8093
DK_CA_Aarhus | . | S42 | . | T146 | 0.57 | 113.8093
DK_CA_Aarhus | . | S42 | . | T147 | 0.57 | 113.8093
DK_CA_Aarhus | . | S42 | . | T148 | 0.57 | 113.8093
DK_CA_Aarhus | . | S42 | . | T149 | 0.72 | 143.7591
DK_CA_Aarhus | . | S42 | . | T150 | 0.72 | 143.7591
DK_CA_Aarhus | . | S42 | . | T151 | 0.72 | 143.7591
DK_CA_Aarhus | . | S42 | . | T152 | 0.85 | 169.7156
DK_CA_Aarhus | . | S42 | . | T153 | 0.85 | 169.7156
DK_CA_Aarhus | . | S42 | . | T154 | 0.85 | 169.7156
DK_CA_Aarhus | . | S42 | . | T155 | 0.85 | 169.7156
DK_CA_Aarhus | . | S42 | . | T156 | 0.85 | 169.7156
DK_CA_Aarhus | . | S42 | . | T157 | 0.85 | 169.7156
DK_CA_Aarhus | . | S42 | . | T158 | 0.95 | 189.6821
DK_CA_Aarhus | . | S42 | . | T159 | 0.95 | 189.6821
DK_CA_Aarhus | . | S42 | . | T160 | 0.95 | 189.6821
DK_CA_Aarhus | . | S42 | . | T161 | 0.95 | 189.6821
DK_CA_Aarhus | . | S42 | . | T162 | 0.95 | 189.6821
DK_CA_Aarhus | . | S42 | . | T163 | 0.95 | 189.6821
DK_CA_Aarhus | . | S42 | . | T164 | 0.95 | 189.6821
DK_CA_Aarhus | . | S42 | . | T165 | 0.85 | 169.7156
DK_CA_Aarhus | . | S42 | . | T166 | 0.85 | 169.7156
DK_CA_Aarhus | . | S42 | . | T167 | 0.85 | 169.7156
DK_CA_Aarhus | . | S42 | . | T168 | 0.72 | 143.7591
DK_CA_Aarhus | . | S43 | . | T001 | 0.72 | 143.7591
DK_CA_Aarhus | . | S43 | . | T002 | 0.72 | 143.7591
DK_CA_Aarhus | . | S43 | . | T003 | 0.72 | 143.7591
DK_CA_Aarhus | . | S43 | . | T004 | 0.72 | 143.7591
DK_CA_Aarhus | . | S43 | . | T005 | 0.72 | 143.7591
DK_CA_Aarhus | . | S43 | . | T006 | 0.85 | 169.7156
DK_CA_Aarhus | . | S43 | . | T007 | 0.85 | 169.7156
DK_CA_Aarhus | . | S43 | . | T008 | 0.85 | 169.7156
DK_CA_Aarhus | . | S43 | . | T009 | 0.85 | 169.7156
DK_CA_Aarhus | . | S43 | . | T010 | 0.85 | 169.7156
DK_CA_Aarhus | . | S43 | . | T011 | 0.72 | 143.7591
DK_CA_Aarhus | . | S43 | . | T012 | 0.72 | 143.7591
DK_CA_Aarhus | . | S43 | . | T013 | 0.72 | 143.7591
DK_CA_Aarhus | . | S43 | . | T014 | 0.57 | 113.8093
DK_CA_Aarhus | . | S43 | . | T015 | 0.57 | 113.8093
DK_CA_Aarhus | . | S43 | . | T016 | 0.42 | 83.8595
DK_CA_Aarhus | . | S43 | . | T017 | 0.42 | 83.8595
DK_CA_Aarhus | . | S43 | . | T018 | 0.42 | 83.8595
DK_CA_Aarhus | . | S43 | . | T019 | 0.42 | 83.8595
DK_CA_Aarhus | . | S43 | . | T020 | 0.42 | 83.8595
DK_CA_Aarhus | . | S43 | . | T021 | 0.42 | 83.8595
DK_CA_Aarhus | . | S43 | . | T022 | 0.57 | 113.8093
DK_CA_Aarhus | . | S43 | . | T023 | 0.57 | 113.8093
DK_CA_Aarhus | . | S43 | . | T024 | 0.72 | 143.7591
DK_CA_Aarhus | . | S43 | . | T025 | 0.72 | 143.7591
DK_CA_Aarhus | . | S43 | . | T026 | 0.72 | 143.7591
DK_CA_Aarhus | . | S43 | . | T027 | 0.57 | 113.8093
DK_CA_Aarhus | . | S43 | . | T028 | 0.57 | 113.8093
DK_CA_Aarhus | . | S43 | . | T029 | 0.72 | 143.7591
DK_CA_Aarhus | . | S43 | . | T030 | 0.72 | 143.7591
DK_CA_Aarhus | . | S43 | . | T031 | 0.72 | 143.7591
DK_CA_Aarhus | . | S43 | . | T032 | 0.72 | 143.7591
DK_CA_Aarhus | . | S43 | . | T033 | 0.72 | 143.7591
DK_CA_Aarhus | . | S43 | . | T034 | 0.72 | 143.7591
DK_CA_Aarhus | . | S43 | . | T035 | 0.72 | 143.7591
DK_CA_Aarhus | . | S43 | . | T036 | 0.72 | 143.7591
DK_CA_Aarhus | . | S43 | . | T037 | 0.72 | 143.7591
DK_CA_Aarhus | . | S43 | . | T038 | 0.72 | 143.7591
DK_CA_Aarhus | . | S43 | . | T039 | 0.72 | 143.7591
DK_CA_Aarhus | . | S43 | . | T040 | 0.72 | 143.7591
DK_CA_Aarhus | . | S43 | . | T041 | 0.72 | 143.7591
DK_CA_Aarhus | . | S43 | . | T042 | 0.72 | 143.7591
DK_CA_Aarhus | . | S43 | . | T043 | 0.72 | 143.7591
DK_CA_Aarhus | . | S43 | . | T044 | 0.72 | 143.7591
DK_CA_Aarhus | . | S43 | . | T045 | 0.72 | 143.7591
DK_CA_Aarhus | . | S43 | . | T046 | 0.72 | 143.7591
DK_CA_Aarhus | . | S43 | . | T047 | 0.72 | 143.7591
DK_CA_Aarhus | . | S43 | . | T048 | 0.85 | 169.7156
DK_CA_Aarhus | . | S43 | . | T049 | 0.85 | 169.7156
DK_CA_Aarhus | . | S43 | . | T050 | 0.85 | 169.7156
DK_CA_Aarhus | . | S43 | . | T051 | 0.95 | 189.6821
DK_CA_Aarhus | . | S43 | . | T052 | 0.95 | 189.6821
DK_CA_Aarhus | . | S43 | . | T053 | 0.95 | 189.6821
DK_CA_Aarhus | . | S43 | . | T054 | 0.95 | 189.6821
DK_CA_Aarhus | . | S43 | . | T055 | 0.95 | 189.6821
DK_CA_Aarhus | . | S43 | . | T056 | 0.95 | 189.6821
DK_CA_Aarhus | . | S43 | . | T057 | 0.95 | 189.6821
DK_CA_Aarhus | . | S43 | . | T058 | 0.95 | 189.6821
DK_CA_Aarhus | . | S43 | . | T059 | 0.95 | 189.6821
DK_CA_Aarhus | . | S43 | . | T060 | 0.95 | 189.6821
DK_CA_Aarhus | . | S43 | . | T061 | 0.99 | 197.6688
DK_CA_Aarhus | . | S43 | . | T062 | 0.99 | 197.6688
DK_CA_Aarhus | . | S43 | . | T063 | 0.99 | 197.6688
DK_CA_Aarhus | . | S43 | . | T064 | 0.99 | 197.6688
DK_CA_Aarhus | . | S43 | . | T065 | 0.95 | 189.6821
DK_CA_Aarhus | . | S43 | . | T066 | 0.99 | 197.6688
DK_CA_Aarhus | . | S43 | . | T067 | 0.99 | 197.6688
DK_CA_Aarhus | . | S43 | . | T068 | 1 | 199.6654
DK_CA_Aarhus | . | S43 | . | T069 | 1 | 199.6654
DK_CA_Aarhus | . | S43 | . | T070 | 1 | 199.6654
DK_CA_Aarhus | . | S43 | . | T071 | 1 | 199.6654
DK_CA_Aarhus | . | S43 | . | T072 | 1 | 199.6654
DK_CA_Aarhus | . | S43 | . | T073 | 1 | 199.6654
DK_CA_Aarhus | . | S43 | . | T074 | 1 | 199.6654
DK_CA_Aarhus | . | S43 | . | T075 | 1 | 199.6654
DK_CA_Aarhus | . | S43 | . | T076 | 1 | 199.6654
DK_CA_Aarhus | . | S43 | . | T077 | 1 | 199.6654
DK_CA_Aarhus | . | S43 | . | T078 | 0.99 | 197.6688
DK_CA_Aarhus | . | S43 | . | T079 | 0.99 | 197.6688
DK_CA_Aarhus | . | S43 | . | T080 | 0.95 | 189.6821
DK_CA_Aarhus | . | S43 | . | T081 | 0.95 | 189.6821
DK_CA_Aarhus | . | S43 | . | T082 | 0.95 | 189.6821
DK_CA_Aarhus | . | S43 | . | T083 | 0.85 | 169.7156
DK_CA_Aarhus | . | S43 | . | T084 | 0.85 | 169.7156
DK_CA_Aarhus | . | S43 | . | T085 | 0.72 | 143.7591
DK_CA_Aarhus | . | S43 | . | T086 | 0.72 | 143.7591
DK_CA_Aarhus | . | S43 | . | T087 | 0.57 | 113.8093
DK_CA_Aarhus | . | S43 | . | T088 | 0.57 | 113.8093
DK_CA_Aarhus | . | S43 | . | T089 | 0.57 | 113.8093
DK_CA_Aarhus | . | S43 | . | T090 | 0.57 | 113.8093
DK_CA_Aarhus | . | S43 | . | T091 | 0.57 | 113.8093
DK_CA_Aarhus | . | S43 | . | T092 | 0.57 | 113.8093
DK_CA_Aarhus | . | S43 | . | T093 | 0.57 | 113.8093
DK_CA_Aarhus | . | S43 | . | T094 | 0.57 | 113.8093
DK_CA_Aarhus | . | S43 | . | T095 | 0.42 | 83.8595
DK_CA_Aarhus | . | S43 | . | T096 | 0.42 | 83.8595
DK_CA_Aarhus | . | S43 | . | T097 | 0.42 | 83.8595
DK_CA_Aarhus | . | S43 | . | T098 | 0.42 | 83.8595
DK_CA_Aarhus | . | S43 | . | T099 | 0.42 | 83.8595
DK_CA_Aarhus | . | S43 | . | T100 | 0.42 | 83.8595
DK_CA_Aarhus | . | S43 | . | T101 | 0.42 | 83.8595
DK_CA_Aarhus | . | S43 | . | T102 | 0.42 | 83.8595
DK_CA_Aarhus | . | S43 | . | T103 | 0.42 | 83.8595
DK_CA_Aarhus | . | S43 | . | T104 | 0.42 | 83.8595
DK_CA_Aarhus | . | S43 | . | T105 | 0.3 | 59.8996
DK_CA_Aarhus | . | S43 | . | T106 | 0.3 | 59.8996
DK_CA_Aarhus | . | S43 | . | T107 | 0.3 | 59.8996
DK_CA_Aarhus | . | S43 | . | T108 | 0.3 | 59.8996
DK_CA_Aarhus | . | S43 | . | T109 | 0.3 | 59.8996
DK_CA_Aarhus | . | S43 | . | T110 | 0.42 | 83.8595
DK_CA_Aarhus | . | S43 | . | T111 | 0.42 | 83.8595
DK_CA_Aarhus | . | S43 | . | T112 | 0.42 | 83.8595
DK_CA_Aarhus | . | S43 | . | T113 | 0.57 | 113.8093
DK_CA_Aarhus | . | S43 | . | T114 | 0.57 | 113.8093
DK_CA_Aarhus | . | S43 | . | T115 | 0.57 | 113.8093
DK_CA_Aarhus | . | S43 | . | T116 | 0.72 | 143.7591
DK_CA_Aarhus | . | S43 | . | T117 | 0.72 | 143.7591
DK_CA_Aarhus | . | S43 | . | T118 | 0.85 | 169.7156
DK_CA_Aarhus | . | S43 | . | T119 | 0.85 | 169.7156
DK_CA_Aarhus | . | S43 | . | T120 | 0.85 | 169.7156
DK_CA_Aarhus | . | S43 | . | T121 | 0.85 | 169.7156
DK_CA_Aarhus | . | S43 | . | T122 | 0.85 | 169.7156
DK_CA_Aarhus | . | S43 | . | T123 | 0.85 | 169.7156
DK_CA_Aarhus | . | S43 | . | T124 | 0.95 | 189.6821
DK_CA_Aarhus | . | S43 | . | T125 | 0.95 | 189.6821
DK_CA_Aarhus | . | S43 | . | T126 | 0.95 | 189.6821
DK_CA_Aarhus | . | S43 | . | T127 | 0.95 | 189.6821
DK_CA_Aarhus | . | S43 | . | T128 | 0.95 | 189.6821
DK_CA_Aarhus | . | S43 | . | T129 | 0.99 | 197.6688
DK_CA_Aarhus | . | S43 | . | T130 | 0.99 | 197.6688
DK_CA_Aarhus | . | S43 | . | T131 | 0.99 | 197.6688
DK_CA_Aarhus | . | S43 | . | T132 | 0.99 | 197.6688
DK_CA_Aarhus | . | S43 | . | T133 | 1 | 199.6654
DK_CA_Aarhus | . | S43 | . | T134 | 1 | 199.6654
DK_CA_Aarhus | . | S43 | . | T135 | 1 | 199.6654
DK_CA_Aarhus | . | S43 | . | T136 | 1 | 199.6654
DK_CA_Aarhus | . | S43 | . | T137 | 1 | 199.6654
DK_CA_Aarhus | . | S43 | . | T138 | 1 | 199.6654
DK_CA_Aarhus | . | S43 | . | T139 | 1 | 199.6654
DK_CA_Aarhus | . | S43 | . | T140 | 1 | 199.6654
DK_CA_Aarhus | . | S43 | . | T141 | 1 | 199.6654
DK_CA_Aarhus | . | S43 | . | T142 | 1 | 199.6654
DK_CA_Aarhus | . | S43 | . | T143 | 1 | 199.6654
DK_CA_Aarhus | . | S43 | . | T144 | 1 | 199.6654
DK_CA_Aarhus | . | S43 | . | T145 | 1 | 199.6654
DK_CA_Aarhus | . | S43 | . | T146 | 1 | 199.6654
DK_CA_Aarhus | . | S43 | . | T147 | 0.99 | 197.6688
DK_CA_Aarhus | . | S43 | . | T148 | 0.95 | 189.6821
DK_CA_Aarhus | . | S43 | . | T149 | 0.95 | 189.6821
DK_CA_Aarhus | . | S43 | . | T150 | 0.85 | 169.7156
DK_CA_Aarhus | . | S43 | . | T151 | 0.85 | 169.7156
DK_CA_Aarhus | . | S43 | . | T152 | 0.85 | 169.7156
DK_CA_Aarhus | . | S43 | . | T153 | 0.85 | 169.7156
DK_CA_Aarhus | . | S43 | . | T154 | 0.85 | 169.7156
DK_CA_Aarhus | . | S43 | . | T155 | 0.85 | 169.7156
DK_CA_Aarhus | . | S43 | . | T156 | 0.85 | 169.7156
DK_CA_Aarhus | . | S43 | . | T157 | 0.85 | 169.7156
DK_CA_Aarhus | . | S43 | . | T158 | 0.85 | 169.7156
DK_CA_Aarhus | . | S43 | . | T159 | 0.95 | 189.6821
DK_CA_Aarhus | . | S43 | . | T160 | 0.95 | 189.6821
DK_CA_Aarhus | . | S43 | . | T161 | 0.95 | 189.6821
DK_CA_Aarhus | . | S43 | . | T162 | 0.99 | 197.6688
DK_CA_Aarhus | . | S43 | . | T163 | 0.99 | 197.6688
DK_CA_Aarhus | . | S43 | . | T164 | 1 | 199.6654
DK_CA_Aarhus | . | S43 | . | T165 | 1 | 199.6654
DK_CA_Aarhus | . | S43 | . | T166 | 1 | 199.6654
DK_CA_Aarhus | . | S43 | . | T167 | 1 | 199.6654
DK_CA_Aarhus | . | S43 | . | T168 | 1 | 199.6654
DK_CA_Aarhus | . | S44 | . | T001 | 1 | 199.6654
DK_CA_Aarhus | . | S44 | . | T002 | 1 | 199.6654
DK_CA_Aarhus | . | S44 | . | T003 | 1 | 199.6654
DK_CA_Aarhus | . | S44 | . | T004 | 1 | 199.6654
DK_CA_Aarhus | . | S44 | . | T005 | 1 | 199.6654
DK_CA_Aarhus | . | S44 | . | T006 | 1 | 199.6654
DK_CA_Aarhus | . | S44 | . | T007 | 1 | 199.6654
DK_CA_Aarhus | . | S44 | . | T008 | 1 | 199.6654
DK_CA_Aarhus | . | S44 | . | T009 | 1 | 199.6654
DK_CA_Aarhus | . | S44 | . | T010 | 1 | 199.6654
DK_CA_Aarhus | . | S44 | . | T011 | 1 | 199.6654
DK_CA_Aarhus | . | S44 | . | T012 | 1 | 199.6654
DK_CA_Aarhus | . | S44 | . | T013 | 1 | 199.6654
DK_CA_Aarhus | . | S44 | . | T014 | 0.99 | 197.6688
DK_CA_Aarhus | . | S44 | . | T015 | 0.95 | 189.6821
DK_CA_Aarhus | . | S44 | . | T016 | 0.95 | 189.6821
DK_CA_Aarhus | . | S44 | . | T017 | 0.95 | 189.6821
DK_CA_Aarhus | . | S44 | . | T018 | 0.95 | 189.6821
DK_CA_Aarhus | . | S44 | . | T019 | 0.95 | 189.6821
DK_CA_Aarhus | . | S44 | . | T020 | 0.95 | 189.6821
DK_CA_Aarhus | . | S44 | . | T021 | 0.95 | 189.6821
DK_CA_Aarhus | . | S44 | . | T022 | 0.95 | 189.6821
DK_CA_Aarhus | . | S44 | . | T023 | 0.95 | 189.6821
DK_CA_Aarhus | . | S44 | . | T024 | 0.95 | 189.6821
DK_CA_Aarhus | . | S44 | . | T025 | 0.95 | 189.6821
DK_CA_Aarhus | . | S44 | . | T026 | 0.95 | 189.6821
DK_CA_Aarhus | . | S44 | . | T027 | 0.95 | 189.6821
DK_CA_Aarhus | . | S44 | . | T028 | 0.95 | 189.6821
DK_CA_Aarhus | . | S44 | . | T029 | 0.95 | 189.6821
DK_CA_Aarhus | . | S44 | . | T030 | 0.95 | 189.6821
DK_CA_Aarhus | . | S44 | . | T031 | 0.85 | 169.7156
DK_CA_Aarhus | . | S44 | . | T032 | 0.95 | 189.6821
DK_CA_Aarhus | . | S44 | . | T033 | 0.95 | 189.6821
DK_CA_Aarhus | . | S44 | . | T034 | 0.99 | 197.6688
DK_CA_Aarhus | . | S44 | . | T035 | 0.99 | 197.6688
DK_CA_Aarhus | . | S44 | . | T036 | 0.99 | 197.6688
DK_CA_Aarhus | . | S44 | . | T037 | 1 | 199.6654
DK_CA_Aarhus | . | S44 | . | T038 | 1 | 199.6654
DK_CA_Aarhus | . | S44 | . | T039 | 1 | 199.6654
DK_CA_Aarhus | . | S44 | . | T040 | 1 | 199.6654
DK_CA_Aarhus | . | S44 | . | T041 | 1 | 199.6654
DK_CA_Aarhus | . | S44 | . | T042 | 1 | 199.6654
DK_CA_Aarhus | . | S44 | . | T043 | 1 | 199.6654
DK_CA_Aarhus | . | S44 | . | T044 | 1 | 199.6654
DK_CA_Aarhus | . | S44 | . | T045 | 1 | 199.6654
DK_CA_Aarhus | . | S44 | . | T046 | 1 | 199.6654
DK_CA_Aarhus | . | S44 | . | T047 | 1 | 199.6654
DK_CA_Aarhus | . | S44 | . | T048 | 1 | 199.6654
DK_CA_Aarhus | . | S44 | . | T049 | 1 | 199.6654
DK_CA_Aarhus | . | S44 | . | T050 | 1 | 199.6654
DK_CA_Aarhus | . | S44 | . | T051 | 1 | 199.6654
DK_CA_Aarhus | . | S44 | . | T052 | 1 | 199.6654
DK_CA_Aarhus | . | S44 | . | T053 | 1 | 199.6654
DK_CA_Aarhus | . | S44 | . | T054 | 1 | 199.6654
DK_CA_Aarhus | . | S44 | . | T055 | 1 | 199.6654
DK_CA_Aarhus | . | S44 | . | T056 | 1 | 199.6654
DK_CA_Aarhus | . | S44 | . | T057 | 1 | 199.6654
DK_CA_Aarhus | . | S44 | . | T058 | 1 | 199.6654
DK_CA_Aarhus | . | S44 | . | T059 | 1 | 199.6654
DK_CA_Aarhus | . | S44 | . | T060 | 1 | 199.6654
DK_CA_Aarhus | . | S44 | . | T061 | 1 | 199.6654
DK_CA_Aarhus | . | S44 | . | T062 | 1 | 199.6654
DK_CA_Aarhus | . | S44 | . | T063 | 1 | 199.6654
DK_CA_Aarhus | . | S44 | . | T064 | 1 | 199.6654
DK_CA_Aarhus | . | S44 | . | T065 | 1 | 199.6654
DK_CA_Aarhus | . | S44 | . | T066 | 1 | 199.6654
DK_CA_Aarhus | . | S44 | . | T067 | 1 | 199.6654
DK_CA_Aarhus | . | S44 | . | T068 | 1 | 199.6654
DK_CA_Aarhus | . | S44 | . | T069 | 1 | 199.6654
DK_CA_Aarhus | . | S44 | . | T070 | 1 | 199.6654
DK_CA_Aarhus | . | S44 | . | T071 | 1 | 199.6654
DK_CA_Aarhus | . | S44 | . | T072 | 1 | 199.6654
DK_CA_Aarhus | . | S44 | . | T073 | 1 | 199.6654
DK_CA_Aarhus | . | S44 | . | T074 | 1 | 199.6654
DK_CA_Aarhus | . | S44 | . | T075 | 1 | 199.6654
DK_CA_Aarhus | . | S44 | . | T076 | 1 | 199.6654
DK_CA_Aarhus | . | S44 | . | T077 | 1 | 199.6654
DK_CA_Aarhus | . | S44 | . | T078 | 1 | 199.6654
DK_CA_Aarhus | . | S44 | . | T079 | 1 | 199.6654
DK_CA_Aarhus | . | S44 | . | T080 | 1 | 199.6654
DK_CA_Aarhus | . | S44 | . | T081 | 1 | 199.6654
DK_CA_Aarhus | . | S44 | . | T082 | 1 | 199.6654
DK_CA_Aarhus | . | S44 | . | T083 | 1 | 199.6654
DK_CA_Aarhus | . | S44 | . | T084 | 1 | 199.6654
DK_CA_Aarhus | . | S44 | . | T085 | 1 | 199.6654
DK_CA_Aarhus | . | S44 | . | T086 | 1 | 199.6654
DK_CA_Aarhus | . | S44 | . | T087 | 1 | 199.6654
DK_CA_Aarhus | . | S44 | . | T088 | 1 | 199.6654
DK_CA_Aarhus | . | S44 | . | T089 | 1 | 199.6654
DK_CA_Aarhus | . | S44 | . | T090 | 1 | 199.6654
DK_CA_Aarhus | . | S44 | . | T091 | 1 | 199.6654
DK_CA_Aarhus | . | S44 | . | T092 | 1 | 199.6654
DK_CA_Aarhus | . | S44 | . | T093 | 1 | 199.6654
DK_CA_Aarhus | . | S44 | . | T094 | 1 | 199.6654
DK_CA_Aarhus | . | S44 | . | T095 | 1 | 199.6654
DK_CA_Aarhus | . | S44 | . | T096 | 1 | 199.6654
DK_CA_Aarhus | . | S44 | . | T097 | 1 | 199.6654
DK_CA_Aarhus | . | S44 | . | T098 | 1 | 199.6654
DK_CA_Aarhus | . | S44 | . | T099 | 1 | 199.6654
DK_CA_Aarhus | . | S44 | . | T100 | 1 | 199.6654
DK_CA_Aarhus | . | S44 | . | T101 | 1 | 199.6654
DK_CA_Aarhus | . | S44 | . | T102 | 1 | 199.6654
DK_CA_Aarhus | . | S44 | . | T103 | 1 | 199.6654
DK_CA_Aarhus | . | S44 | . | T104 | 1 | 199.6654
DK_CA_Aarhus | . | S44 | . | T105 | 1 | 199.6654
DK_CA_Aarhus | . | S44 | . | T106 | 1 | 199.6654
DK_CA_Aarhus | . | S44 | . | T107 | 1 | 199.6654
DK_CA_Aarhus | . | S44 | . | T108 | 1 | 199.6654
DK_CA_Aarhus | . | S44 | . | T109 | 1 | 199.6654
DK_CA_Aarhus | . | S44 | . | T110 | 1 | 199.6654
DK_CA_Aarhus | . | S44 | . | T111 | 1 | 199.6654
DK_CA_Aarhus | . | S44 | . | T112 | 0.99 | 197.6688
DK_CA_Aarhus | . | S44 | . | T113 | 0.95 | 189.6821
DK_CA_Aarhus | . | S44 | . | T114 | 0.85 | 169.7156
DK_CA_Aarhus | . | S44 | . | T115 | 0.72 | 143.7591
DK_CA_Aarhus | . | S44 | . | T116 | 0.72 | 143.7591
DK_CA_Aarhus | . | S44 | . | T117 | 0.72 | 143.7591
DK_CA_Aarhus | . | S44 | . | T118 | 0.72 | 143.7591
DK_CA_Aarhus | . | S44 | . | T119 | 0.85 | 169.7156
DK_CA_Aarhus | . | S44 | . | T120 | 0.85 | 169.7156
DK_CA_Aarhus | . | S44 | . | T121 | 0.85 | 169.7156
DK_CA_Aarhus | . | S44 | . | T122 | 0.85 | 169.7156
DK_CA_Aarhus | . | S44 | . | T123 | 0.72 | 143.7591
DK_CA_Aarhus | . | S44 | . | T124 | 0.72 | 143.7591
DK_CA_Aarhus | . | S44 | . | T125 | 0.57 | 113.8093
DK_CA_Aarhus | . | S44 | . | T126 | 0.42 | 83.8595
DK_CA_Aarhus | . | S44 | . | T127 | 0.42 | 83.8595
DK_CA_Aarhus | . | S44 | . | T128 | 0.3 | 59.8996
DK_CA_Aarhus | . | S44 | . | T129 | 0.42 | 83.8595
DK_CA_Aarhus | . | S44 | . | T130 | 0.57 | 113.8093
DK_CA_Aarhus | . | S44 | . | T131 | 0.57 | 113.8093
DK_CA_Aarhus | . | S44 | . | T132 | 0.57 | 113.8093
DK_CA_Aarhus | . | S44 | . | T133 | 0.57 | 113.8093
DK_CA_Aarhus | . | S44 | . | T134 | 0.57 | 113.8093
DK_CA_Aarhus | . | S44 | . | T135 | 0.57 | 113.8093
DK_CA_Aarhus | . | S44 | . | T136 | 0.57 | 113.8093
DK_CA_Aarhus | . | S44 | . | T137 | 0.72 | 143.7591
DK_CA_Aarhus | . | S44 | . | T138 | 0.72 | 143.7591
DK_CA_Aarhus | . | S44 | . | T139 | 0.72 | 143.7591
DK_CA_Aarhus | . | S44 | . | T140 | 0.72 | 143.7591
DK_CA_Aarhus | . | S44 | . | T141 | 0.85 | 169.7156
DK_CA_Aarhus | . | S44 | . | T142 | 0.85 | 169.7156
DK_CA_Aarhus | . | S44 | . | T143 | 0.85 | 169.7156
DK_CA_Aarhus | . | S44 | . | T144 | 0.85 | 169.7156
DK_CA_Aarhus | . | S44 | . | T145 | 0.85 | 169.7156
DK_CA_Aarhus | . | S44 | . | T146 | 0.95 | 189.6821
DK_CA_Aarhus | . | S44 | . | T147 | 0.85 | 169.7156
DK_CA_Aarhus | . | S44 | . | T148 | 0.85 | 169.7156
DK_CA_Aarhus | . | S44 | . | T149 | 0.85 | 169.7156
DK_CA_Aarhus | . | S44 | . | T150 | 0.85 | 169.7156
DK_CA_Aarhus | . | S44 | . | T151 | 0.85 | 169.7156
DK_CA_Aarhus | . | S44 | . | T152 | 0.95 | 189.6821
DK_CA_Aarhus | . | S44 | . | T153 | 0.95 | 189.6821
DK_CA_Aarhus | . | S44 | . | T154 | 0.85 | 169.7156
DK_CA_Aarhus | . | S44 | . | T155 | 0.85 | 169.7156
DK_CA_Aarhus | . | S44 | . | T156 | 0.85 | 169.7156
DK_CA_Aarhus | . | S44 | . | T157 | 0.85 | 169.7156
DK_CA_Aarhus | . | S44 | . | T158 | 0.85 | 169.7156
DK_CA_Aarhus | . | S44 | . | T159 | 0.85 | 169.7156
DK_CA_Aarhus | . | S44 | . | T160 | 0.85 | 169.7156
DK_CA_Aarhus | . | S44 | . | T161 | 0.85 | 169.7156
DK_CA_Aarhus | . | S44 | . | T162 | 0.85 | 169.7156
DK_CA_Aarhus | . | S44 | . | T163 | 0.85 | 169.7156
DK_CA_Aarhus | . | S44 | . | T164 | 0.85 | 169.7156
DK_CA_Aarhus | . | S44 | . | T165 | 0.72 | 143.7591
DK_CA_Aarhus | . | S44 | . | T166 | 0.72 | 143.7591
DK_CA_Aarhus | . | S44 | . | T167 | 0.85 | 169.7156
DK_CA_Aarhus | . | S44 | . | T168 | 0.85 | 169.7156
DK_CA_Aarhus | . | S45 | . | T001 | 0.85 | 169.7156
DK_CA_Aarhus | . | S45 | . | T002 | 0.85 | 169.7156
DK_CA_Aarhus | . | S45 | . | T003 | 0.85 | 169.7156
DK_CA_Aarhus | . | S45 | . | T004 | 0.85 | 169.7156
DK_CA_Aarhus | . | S45 | . | T005 | 0.85 | 169.7156
DK_CA_Aarhus | . | S45 | . | T006 | 0.85 | 169.7156
DK_CA_Aarhus | . | S45 | . | T007 | 0.95 | 189.6821
DK_CA_Aarhus | . | S45 | . | T008 | 0.95 | 189.6821
DK_CA_Aarhus | . | S45 | . | T009 | 0.95 | 189.6821
DK_CA_Aarhus | . | S45 | . | T010 | 0.95 | 189.6821
DK_CA_Aarhus | . | S45 | . | T011 | 0.95 | 189.6821
DK_CA_Aarhus | . | S45 | . | T012 | 0.99 | 197.6688
DK_CA_Aarhus | . | S45 | . | T013 | 1 | 199.6654
DK_CA_Aarhus | . | S45 | . | T014 | 1 | 199.6654
DK_CA_Aarhus | . | S45 | . | T015 | 1 | 199.6654
DK_CA_Aarhus | . | S45 | . | T016 | 1 | 199.6654
DK_CA_Aarhus | . | S45 | . | T017 | 1 | 199.6654
DK_CA_Aarhus | . | S45 | . | T018 | 1 | 199.6654
DK_CA_Aarhus | . | S45 | . | T019 | 1 | 199.6654
DK_CA_Aarhus | . | S45 | . | T020 | 1 | 199.6654
DK_CA_Aarhus | . | S45 | . | T021 | 1 | 199.6654
DK_CA_Aarhus | . | S45 | . | T022 | 1 | 199.6654
DK_CA_Aarhus | . | S45 | . | T023 | 1 | 199.6654
DK_CA_Aarhus | . | S45 | . | T024 | 1 | 199.6654
DK_CA_Aarhus | . | S45 | . | T025 | 1 | 199.6654
DK_CA_Aarhus | . | S45 | . | T026 | 1 | 199.6654
DK_CA_Aarhus | . | S45 | . | T027 | 1 | 199.6654
DK_CA_Aarhus | . | S45 | . | T028 | 1 | 199.6654
DK_CA_Aarhus | . | S45 | . | T029 | 0.99 | 197.6688
DK_CA_Aarhus | . | S45 | . | T030 | 1 | 199.6654
DK_CA_Aarhus | . | S45 | . | T031 | 1 | 199.6654
DK_CA_Aarhus | . | S45 | . | T032 | 1 | 199.6654
DK_CA_Aarhus | . | S45 | . | T033 | 1 | 199.6654
DK_CA_Aarhus | . | S45 | . | T034 | 1 | 199.6654
DK_CA_Aarhus | . | S45 | . | T035 | 1 | 199.6654
DK_CA_Aarhus | . | S45 | . | T036 | 0.99 | 197.6688
DK_CA_Aarhus | . | S45 | . | T037 | 0.99 | 197.6688
DK_CA_Aarhus | . | S45 | . | T038 | 0.95 | 189.6821
DK_CA_Aarhus | . | S45 | . | T039 | 0.72 | 143.7591
DK_CA_Aarhus | . | S45 | . | T040 | 0.57 | 113.8093
DK_CA_Aarhus | . | S45 | . | T041 | 0.57 | 113.8093
DK_CA_Aarhus | . | S45 | . | T042 | 0.57 | 113.8093
DK_CA_Aarhus | . | S45 | . | T043 | 0.57 | 113.8093
DK_CA_Aarhus | . | S45 | . | T044 | 0.72 | 143.7591
DK_CA_Aarhus | . | S45 | . | T045 | 0.72 | 143.7591
DK_CA_Aarhus | . | S45 | . | T046 | 0.72 | 143.7591
DK_CA_Aarhus | . | S45 | . | T047 | 0.85 | 169.7156
DK_CA_Aarhus | . | S45 | . | T048 | 0.85 | 169.7156
DK_CA_Aarhus | . | S45 | . | T049 | 0.95 | 189.6821
DK_CA_Aarhus | . | S45 | . | T050 | 1 | 199.6654
DK_CA_Aarhus | . | S45 | . | T051 | 1 | 199.6654
DK_CA_Aarhus | . | S45 | . | T052 | 1 | 199.6654
DK_CA_Aarhus | . | S45 | . | T053 | 1 | 199.6654
DK_CA_Aarhus | . | S45 | . | T054 | 1 | 199.6654
DK_CA_Aarhus | . | S45 | . | T055 | 1 | 199.6654
DK_CA_Aarhus | . | S45 | . | T056 | 1 | 199.6654
DK_CA_Aarhus | . | S45 | . | T057 | 1 | 199.6654
DK_CA_Aarhus | . | S45 | . | T058 | 1 | 199.6654
DK_CA_Aarhus | . | S45 | . | T059 | 1 | 199.6654
DK_CA_Aarhus | . | S45 | . | T060 | 1 | 199.6654
DK_CA_Aarhus | . | S45 | . | T061 | 1 | 199.6654
DK_CA_Aarhus | . | S45 | . | T062 | 1 | 199.6654
DK_CA_Aarhus | . | S45 | . | T063 | 1 | 199.6654
DK_CA_Aarhus | . | S45 | . | T064 | 1 | 199.6654
DK_CA_Aarhus | . | S45 | . | T065 | 1 | 199.6654
DK_CA_Aarhus | . | S45 | . | T066 | 1 | 199.6654
DK_CA_Aarhus | . | S45 | . | T067 | 1 | 199.6654
DK_CA_Aarhus | . | S45 | . | T068 | 1 | 199.6654
DK_CA_Aarhus | . | S45 | . | T069 | 1 | 199.6654
DK_CA_Aarhus | . | S45 | . | T070 | 0.99 | 197.6688
DK_CA_Aarhus | . | S45 | . | T071 | 0.95 | 189.6821
DK_CA_Aarhus | . | S45 | . | T072 | 0.95 | 189.6821
DK_CA_Aarhus | . | S45 | . | T073 | 0.85 | 169.7156
DK_CA_Aarhus | . | S45 | . | T074 | 0.72 | 143.7591
DK_CA_Aarhus | . | S45 | . | T075 | 0.72 | 143.7591
DK_CA_Aarhus | . | S45 | . | T076 | 0.57 | 113.8093
DK_CA_Aarhus | . | S45 | . | T077 | 0.42 | 83.8595
DK_CA_Aarhus | . | S45 | . | T078 | 0.42 | 83.8595
DK_CA_Aarhus | . | S45 | . | T079 | 0.42 | 83.8595
DK_CA_Aarhus | . | S45 | . | T080 | 0.57 | 113.8093
DK_CA_Aarhus | . | S45 | . | T081 | 0.85 | 169.7156
DK_CA_Aarhus | . | S45 | . | T082 | 0.95 | 189.6821
DK_CA_Aarhus | . | S45 | . | T083 | 0.95 | 189.6821
DK_CA_Aarhus | . | S45 | . | T084 | 0.99 | 197.6688
DK_CA_Aarhus | . | S45 | . | T085 | 0.99 | 197.6688
DK_CA_Aarhus | . | S45 | . | T086 | 0.99 | 197.6688
DK_CA_Aarhus | . | S45 | . | T087 | 0.99 | 197.6688
DK_CA_Aarhus | . | S45 | . | T088 | 0.95 | 189.6821
DK_CA_Aarhus | . | S45 | . | T089 | 0.95 | 189.6821
DK_CA_Aarhus | . | S45 | . | T090 | 0.85 | 169.7156
DK_CA_Aarhus | . | S45 | . | T091 | 0.85 | 169.7156
DK_CA_Aarhus | . | S45 | . | T092 | 0.85 | 169.7156
DK_CA_Aarhus | . | S45 | . | T093 | 0.72 | 143.7591
DK_CA_Aarhus | . | S45 | . | T094 | 0.57 | 113.8093
DK_CA_Aarhus | . | S45 | . | T095 | 0.57 | 113.8093
DK_CA_Aarhus | . | S45 | . | T096 | 0.42 | 83.8595
DK_CA_Aarhus | . | S45 | . | T097 | 0.3 | 59.8996
DK_CA_Aarhus | . | S45 | . | T098 | 0.3 | 59.8996
DK_CA_Aarhus | . | S45 | . | T099 | 0.3 | 59.8996
DK_CA_Aarhus | . | S45 | . | T100 | 0.42 | 83.8595
DK_CA_Aarhus | . | S45 | . | T101 | 0.42 | 83.8595
DK_CA_Aarhus | . | S45 | . | T102 | 0.57 | 113.8093
DK_CA_Aarhus | . | S45 | . | T103 | 0.57 | 113.8093
DK_CA_Aarhus | . | S45 | . | T104 | 0.57 | 113.8093
DK_CA_Aarhus | . | S45 | . | T105 | 0.57 | 113.8093
DK_CA_Aarhus | . | S45 | . | T106 | 0.57 | 113.8093
DK_CA_Aarhus | . | S45 | . | T107 | 0.57 | 113.8093
DK_CA_Aarhus | . | S45 | . | T108 | 0.57 | 113.8093
DK_CA_Aarhus | . | S45 | . | T109 | 0.57 | 113.8093
DK_CA_Aarhus | . | S45 | . | T110 | 0.57 | 113.8093
DK_CA_Aarhus | . | S45 | . | T111 | 0.42 | 83.8595
DK_CA_Aarhus | . | S45 | . | T112 | 0.42 | 83.8595
DK_CA_Aarhus | . | S45 | . | T113 | 0.57 | 113.8093
DK_CA_Aarhus | . | S45 | . | T114 | 0.72 | 143.7591
DK_CA_Aarhus | . | S45 | . | T115 | 0.95 | 189.6821
DK_CA_Aarhus | . | S45 | . | T116 | 1 | 199.6654
DK_CA_Aarhus | . | S45 | . | T117 | 1 | 199.6654
DK_CA_Aarhus | . | S45 | . | T118 | 1 | 199.6654
DK_CA_Aarhus | . | S45 | . | T119 | 1 | 199.6654
DK_CA_Aarhus | . | S45 | . | T120 | 1 | 199.6654
DK_CA_Aarhus | . | S45 | . | T121 | 1 | 199.6654
DK_CA_Aarhus | . | S45 | . | T122 | 1 | 199.6654
DK_CA_Aarhus | . | S45 | . | T123 | 1 | 199.6654
DK_CA_Aarhus | . | S45 | . | T124 | 1 | 199.6654
DK_CA_Aarhus | . | S45 | . | T125 | 1 | 199.6654
DK_CA_Aarhus | . | S45 | . | T126 | 1 | 199.6654
DK_CA_Aarhus | . | S45 | . | T127 | 1 | 199.6654
DK_CA_Aarhus | . | S45 | . | T128 | 1 | 199.6654
DK_CA_Aarhus | . | S45 | . | T129 | 1 | 199.6654
DK_CA_Aarhus | . | S45 | . | T130 | 0.99 | 197.6688
DK_CA_Aarhus | . | S45 | . | T131 | 0.95 | 189.6821
DK_CA_Aarhus | . | S45 | . | T132 | 0.85 | 169.7156
DK_CA_Aarhus | . | S45 | . | T133 | 0.57 | 113.8093
DK_CA_Aarhus | . | S45 | . | T134 | 0.42 | 83.8595
DK_CA_Aarhus | . | S45 | . | T135 | 0.42 | 83.8595
DK_CA_Aarhus | . | S45 | . | T136 | 0.42 | 83.8595
DK_CA_Aarhus | . | S45 | . | T137 | 0.42 | 83.8595
DK_CA_Aarhus | . | S45 | . | T138 | 0.42 | 83.8595
DK_CA_Aarhus | . | S45 | . | T139 | 0.3 | 59.8996
DK_CA_Aarhus | . | S45 | . | T140 | 0.3 | 59.8996
DK_CA_Aarhus | . | S45 | . | T141 | 0.19 | 37.9364
DK_CA_Aarhus | . | S45 | . | T142 | 0.19 | 37.9364
DK_CA_Aarhus | . | S45 | . | T143 | 0.19 | 37.9364
DK_CA_Aarhus | . | S45 | . | T144 | 0.12 | 23.9598
DK_CA_Aarhus | . | S45 | . | T145 | 0.06 | 11.9799
DK_CA_Aarhus | . | S45 | . | T146 | 0.06 | 11.9799
DK_CA_Aarhus | . | S45 | . | T147 | 0.12 | 23.9598
DK_CA_Aarhus | . | S45 | . | T148 | 0.19 | 37.9364
DK_CA_Aarhus | . | S45 | . | T149 | 0.19 | 37.9364
DK_CA_Aarhus | . | S45 | . | T150 | 0.19 | 37.9364
DK_CA_Aarhus | . | S45 | . | T151 | 0.3 | 59.8996
DK_CA_Aarhus | . | S45 | . | T152 | 0.42 | 83.8595
DK_CA_Aarhus | . | S45 | . | T153 | 0.72 | 143.7591
DK_CA_Aarhus | . | S45 | . | T154 | 0.85 | 169.7156
DK_CA_Aarhus | . | S45 | . | T155 | 0.95 | 189.6821
DK_CA_Aarhus | . | S45 | . | T156 | 0.99 | 197.6688
DK_CA_Aarhus | . | S45 | . | T157 | 1 | 199.6654
DK_CA_Aarhus | . | S45 | . | T158 | 1 | 199.6654
DK_CA_Aarhus | . | S45 | . | T159 | 1 | 199.6654
DK_CA_Aarhus | . | S45 | . | T160 | 1 | 199.6654
DK_CA_Aarhus | . | S45 | . | T161 | 1 | 199.6654
DK_CA_Aarhus | . | S45 | . | T162 | 1 | 199.6654
DK_CA_Aarhus | . | S45 | . | T163 | 1 | 199.6654
DK_CA_Aarhus | . | S45 | . | T164 | 1 | 199.6654
DK_CA_Aarhus | . | S45 | . | T165 | 1 | 199.6654
DK_CA_Aarhus | . | S45 | . | T166 | 1 | 199.6654
DK_CA_Aarhus | . | S45 | . | T167 | 1 | 199.6654
DK_CA_Aarhus | . | S45 | . | T168 | 1 | 199.6654
DK_CA_Aarhus | . | S46 | . | T001 | 1 | 199.6654
DK_CA_Aarhus | . | S46 | . | T002 | 1 | 199.6654
DK_CA_Aarhus | . | S46 | . | T003 | 0.99 | 197.6688
DK_CA_Aarhus | . | S46 | . | T004 | 0.99 | 197.6688
DK_CA_Aarhus | . | S46 | . | T005 | 0.95 | 189.6821
DK_CA_Aarhus | . | S46 | . | T006 | 0.95 | 189.6821
DK_CA_Aarhus | . | S46 | . | T007 | 0.85 | 169.7156
DK_CA_Aarhus | . | S46 | . | T008 | 0.72 | 143.7591
DK_CA_Aarhus | . | S46 | . | T009 | 0.85 | 169.7156
DK_CA_Aarhus | . | S46 | . | T010 | 0.85 | 169.7156
DK_CA_Aarhus | . | S46 | . | T011 | 0.85 | 169.7156
DK_CA_Aarhus | . | S46 | . | T012 | 0.95 | 189.6821
DK_CA_Aarhus | . | S46 | . | T013 | 0.95 | 189.6821
DK_CA_Aarhus | . | S46 | . | T014 | 0.99 | 197.6688
DK_CA_Aarhus | . | S46 | . | T015 | 0.95 | 189.6821
DK_CA_Aarhus | . | S46 | . | T016 | 0.95 | 189.6821
DK_CA_Aarhus | . | S46 | . | T017 | 0.95 | 189.6821
DK_CA_Aarhus | . | S46 | . | T018 | 0.95 | 189.6821
DK_CA_Aarhus | . | S46 | . | T019 | 0.95 | 189.6821
DK_CA_Aarhus | . | S46 | . | T020 | 0.95 | 189.6821
DK_CA_Aarhus | . | S46 | . | T021 | 0.85 | 169.7156
DK_CA_Aarhus | . | S46 | . | T022 | 0.85 | 169.7156
DK_CA_Aarhus | . | S46 | . | T023 | 0.72 | 143.7591
DK_CA_Aarhus | . | S46 | . | T024 | 0.72 | 143.7591
DK_CA_Aarhus | . | S46 | . | T025 | 0.57 | 113.8093
DK_CA_Aarhus | . | S46 | . | T026 | 0.57 | 113.8093
DK_CA_Aarhus | . | S46 | . | T027 | 0.57 | 113.8093
DK_CA_Aarhus | . | S46 | . | T028 | 0.72 | 143.7591
DK_CA_Aarhus | . | S46 | . | T029 | 0.72 | 143.7591
DK_CA_Aarhus | . | S46 | . | T030 | 0.57 | 113.8093
DK_CA_Aarhus | . | S46 | . | T031 | 0.57 | 113.8093
DK_CA_Aarhus | . | S46 | . | T032 | 0.57 | 113.8093
DK_CA_Aarhus | . | S46 | . | T033 | 0.72 | 143.7591
DK_CA_Aarhus | . | S46 | . | T034 | 0.72 | 143.7591
DK_CA_Aarhus | . | S46 | . | T035 | 0.57 | 113.8093
DK_CA_Aarhus | . | S46 | . | T036 | 0.57 | 113.8093
DK_CA_Aarhus | . | S46 | . | T037 | 0.57 | 113.8093
DK_CA_Aarhus | . | S46 | . | T038 | 0.57 | 113.8093
DK_CA_Aarhus | . | S46 | . | T039 | 0.72 | 143.7591
DK_CA_Aarhus | . | S46 | . | T040 | 0.85 | 169.7156
DK_CA_Aarhus | . | S46 | . | T041 | 0.85 | 169.7156
DK_CA_Aarhus | . | S46 | . | T042 | 0.85 | 169.7156
DK_CA_Aarhus | . | S46 | . | T043 | 0.85 | 169.7156
DK_CA_Aarhus | . | S46 | . | T044 | 0.85 | 169.7156
DK_CA_Aarhus | . | S46 | . | T045 | 0.95 | 189.6821
DK_CA_Aarhus | . | S46 | . | T046 | 0.95 | 189.6821
DK_CA_Aarhus | . | S46 | . | T047 | 0.95 | 189.6821
DK_CA_Aarhus | . | S46 | . | T048 | 0.95 | 189.6821
DK_CA_Aarhus | . | S46 | . | T049 | 0.85 | 169.7156
DK_CA_Aarhus | . | S46 | . | T050 | 0.85 | 169.7156
DK_CA_Aarhus | . | S46 | . | T051 | 0.72 | 143.7591
DK_CA_Aarhus | . | S46 | . | T052 | 0.72 | 143.7591
DK_CA_Aarhus | . | S46 | . | T053 | 0.72 | 143.7591
DK_CA_Aarhus | . | S46 | . | T054 | 0.72 | 143.7591
DK_CA_Aarhus | . | S46 | . | T055 | 0.72 | 143.7591
DK_CA_Aarhus | . | S46 | . | T056 | 0.72 | 143.7591
DK_CA_Aarhus | . | S46 | . | T057 | 0.57 | 113.8093
DK_CA_Aarhus | . | S46 | . | T058 | 0.42 | 83.8595
DK_CA_Aarhus | . | S46 | . | T059 | 0.3 | 59.8996
DK_CA_Aarhus | . | S46 | . | T060 | 0.3 | 59.8996
DK_CA_Aarhus | . | S46 | . | T061 | 0.42 | 83.8595
DK_CA_Aarhus | . | S46 | . | T062 | 0.42 | 83.8595
DK_CA_Aarhus | . | S46 | . | T063 | 0.42 | 83.8595
DK_CA_Aarhus | . | S46 | . | T064 | 0.42 | 83.8595
DK_CA_Aarhus | . | S46 | . | T065 | 0.57 | 113.8093
DK_CA_Aarhus | . | S46 | . | T066 | 0.72 | 143.7591
DK_CA_Aarhus | . | S46 | . | T067 | 0.85 | 169.7156
DK_CA_Aarhus | . | S46 | . | T068 | 0.95 | 189.6821
DK_CA_Aarhus | . | S46 | . | T069 | 0.99 | 197.6688
DK_CA_Aarhus | . | S46 | . | T070 | 0.99 | 197.6688
DK_CA_Aarhus | . | S46 | . | T071 | 1 | 199.6654
DK_CA_Aarhus | . | S46 | . | T072 | 1 | 199.6654
DK_CA_Aarhus | . | S46 | . | T073 | 1 | 199.6654
DK_CA_Aarhus | . | S46 | . | T074 | 1 | 199.6654
DK_CA_Aarhus | . | S46 | . | T075 | 1 | 199.6654
DK_CA_Aarhus | . | S46 | . | T076 | 1 | 199.6654
DK_CA_Aarhus | . | S46 | . | T077 | 1 | 199.6654
DK_CA_Aarhus | . | S46 | . | T078 | 0.99 | 197.6688
DK_CA_Aarhus | . | S46 | . | T079 | 0.95 | 189.6821
DK_CA_Aarhus | . | S46 | . | T080 | 0.85 | 169.7156
DK_CA_Aarhus | . | S46 | . | T081 | 0.72 | 143.7591
DK_CA_Aarhus | . | S46 | . | T082 | 0.57 | 113.8093
DK_CA_Aarhus | . | S46 | . | T083 | 0.42 | 83.8595
DK_CA_Aarhus | . | S46 | . | T084 | 0.3 | 59.8996
DK_CA_Aarhus | . | S46 | . | T085 | 0.19 | 37.9364
DK_CA_Aarhus | . | S46 | . | T086 | 0.19 | 37.9364
DK_CA_Aarhus | . | S46 | . | T087 | 0.12 | 23.9598
DK_CA_Aarhus | . | S46 | . | T088 | 0.03 | 5.99
DK_CA_Aarhus | . | S46 | . | T089 | 0 | 0
DK_CA_Aarhus | . | S46 | . | T090 | 0 | 0
DK_CA_Aarhus | . | S46 | . | T091 | 0 | 0
DK_CA_Aarhus | . | S46 | . | T092 | 0 | 0
DK_CA_Aarhus | . | S46 | . | T093 | 0 | 0
DK_CA_Aarhus | . | S46 | . | T094 | 0 | 0
DK_CA_Aarhus | . | S46 | . | T095 | 0.06 | 11.9799
DK_CA_Aarhus | . | S46 | . | T096 | 0.19 | 37.9364
DK_CA_Aarhus | . | S46 | . | T097 | 0.42 | 83.8595
DK_CA_Aarhus | . | S46 | . | T098 | 0.57 | 113.8093
DK_CA_Aarhus | . | S46 | . | T099 | 0.85 | 169.7156
DK_CA_Aarhus | . | S46 | . | T100 | 0.85 | 169.7156
DK_CA_Aarhus | . | S46 | . | T101 | 0.95 | 189.6821
DK_CA_Aarhus | . | S46 | . | T102 | 1 | 199.6654
DK_CA_Aarhus | . | S46 | . | T103 | 1 | 199.6654
DK_CA_Aarhus | . | S46 | . | T104 | 1 | 199.6654
DK_CA_Aarhus | . | S46 | . | T105 | 1 | 199.6654
DK_CA_Aarhus | . | S46 | . | T106 | 1 | 199.6654
DK_CA_Aarhus | . | S46 | . | T107 | 1 | 199.6654
DK_CA_Aarhus | . | S46 | . | T108 | 1 | 199.6654
DK_CA_Aarhus | . | S46 | . | T109 | 1 | 199.6654
DK_CA_Aarhus | . | S46 | . | T110 | 1 | 199.6654
DK_CA_Aarhus | . | S46 | . | T111 | 1 | 199.6654
DK_CA_Aarhus | . | S46 | . | T112 | 1 | 199.6654
DK_CA_Aarhus | . | S46 | . | T113 | 1 | 199.6654
DK_CA_Aarhus | . | S46 | . | T114 | 1 | 199.6654
DK_CA_Aarhus | . | S46 | . | T115 | 1 | 199.6654
DK_CA_Aarhus | . | S46 | . | T116 | 1 | 199.6654
DK_CA_Aarhus | . | S46 | . | T117 | 1 | 199.6654
DK_CA_Aarhus | . | S46 | . | T118 | 0.99 | 197.6688
DK_CA_Aarhus | . | S46 | . | T119 | 0.99 | 197.6688
DK_CA_Aarhus | . | S46 | . | T120 | 0.99 | 197.6688
DK_CA_Aarhus | . | S46 | . | T121 | 0.95 | 189.6821
DK_CA_Aarhus | . | S46 | . | T122 | 0.95 | 189.6821
DK_CA_Aarhus | . | S46 | . | T123 | 0.85 | 169.7156
DK_CA_Aarhus | . | S46 | . | T124 | 0.85 | 169.7156
DK_CA_Aarhus | . | S46 | . | T125 | 0.85 | 169.7156
DK_CA_Aarhus | . | S46 | . | T126 | 0.72 | 143.7591
DK_CA_Aarhus | . | S46 | . | T127 | 0.57 | 113.8093
DK_CA_Aarhus | . | S46 | . | T128 | 0.42 | 83.8595
DK_CA_Aarhus | . | S46 | . | T129 | 0.3 | 59.8996
DK_CA_Aarhus | . | S46 | . | T130 | 0.19 | 37.9364
DK_CA_Aarhus | . | S46 | . | T131 | 0.19 | 37.9364
DK_CA_Aarhus | . | S46 | . | T132 | 0.12 | 23.9598
DK_CA_Aarhus | . | S46 | . | T133 | 0.12 | 23.9598
DK_CA_Aarhus | . | S46 | . | T134 | 0.19 | 37.9364
DK_CA_Aarhus | . | S46 | . | T135 | 0.19 | 37.9364
DK_CA_Aarhus | . | S46 | . | T136 | 0.3 | 59.8996
DK_CA_Aarhus | . | S46 | . | T137 | 0.3 | 59.8996
DK_CA_Aarhus | . | S46 | . | T138 | 0.3 | 59.8996
DK_CA_Aarhus | . | S46 | . | T139 | 0.3 | 59.8996
DK_CA_Aarhus | . | S46 | . | T140 | 0.42 | 83.8595
DK_CA_Aarhus | . | S46 | . | T141 | 0.42 | 83.8595
DK_CA_Aarhus | . | S46 | . | T142 | 0.42 | 83.8595
DK_CA_Aarhus | . | S46 | . | T143 | 0.42 | 83.8595
DK_CA_Aarhus | . | S46 | . | T144 | 0.42 | 83.8595
DK_CA_Aarhus | . | S46 | . | T145 | 0.42 | 83.8595
DK_CA_Aarhus | . | S46 | . | T146 | 0.42 | 83.8595
DK_CA_Aarhus | . | S46 | . | T147 | 0.57 | 113.8093
DK_CA_Aarhus | . | S46 | . | T148 | 0.42 | 83.8595
DK_CA_Aarhus | . | S46 | . | T149 | 0.42 | 83.8595
DK_CA_Aarhus | . | S46 | . | T150 | 0.42 | 83.8595
DK_CA_Aarhus | . | S46 | . | T151 | 0.42 | 83.8595
DK_CA_Aarhus | . | S46 | . | T152 | 0.42 | 83.8595
DK_CA_Aarhus | . | S46 | . | T153 | 0.42 | 83.8595
DK_CA_Aarhus | . | S46 | . | T154 | 0.42 | 83.8595
DK_CA_Aarhus | . | S46 | . | T155 | 0.57 | 113.8093
DK_CA_Aarhus | . | S46 | . | T156 | 0.57 | 113.8093
DK_CA_Aarhus | . | S46 | . | T157 | 0.57 | 113.8093
DK_CA_Aarhus | . | S46 | . | T158 | 0.57 | 113.8093
DK_CA_Aarhus | . | S46 | . | T159 | 0.57 | 113.8093
DK_CA_Aarhus | . | S46 | . | T160 | 0.57 | 113.8093
DK_CA_Aarhus | . | S46 | . | T161 | 0.57 | 113.8093
DK_CA_Aarhus | . | S46 | . | T162 | 0.57 | 113.8093
DK_CA_Aarhus | . | S46 | . | T163 | 0.57 | 113.8093
DK_CA_Aarhus | . | S46 | . | T164 | 0.57 | 113.8093
DK_CA_Aarhus | . | S46 | . | T165 | 0.57 | 113.8093
DK_CA_Aarhus | . | S46 | . | T166 | 0.57 | 113.8093
DK_CA_Aarhus | . | S46 | . | T167 | 0.57 | 113.8093
DK_CA_Aarhus | . | S46 | . | T168 | 0.57 | 113.8093
DK_CA_Aarhus | . | S47 | . | T001 | 0.42 | 83.8595
DK_CA_Aarhus | . | S47 | . | T002 | 0.42 | 83.8595
DK_CA_Aarhus | . | S47 | . | T003 | 0.42 | 83.8595
DK_CA_Aarhus | . | S47 | . | T004 | 0.42 | 83.8595
DK_CA_Aarhus | . | S47 | . | T005 | 0.3 | 59.8996
DK_CA_Aarhus | . | S47 | . | T006 | 0.42 | 83.8595
DK_CA_Aarhus | . | S47 | . | T007 | 0.3 | 59.8996
DK_CA_Aarhus | . | S47 | . | T008 | 0.42 | 83.8595
DK_CA_Aarhus | . | S47 | . | T009 | 0.42 | 83.8595
DK_CA_Aarhus | . | S47 | . | T010 | 0.42 | 83.8595
DK_CA_Aarhus | . | S47 | . | T011 | 0.42 | 83.8595
DK_CA_Aarhus | . | S47 | . | T012 | 0.42 | 83.8595
DK_CA_Aarhus | . | S47 | . | T013 | 0.42 | 83.8595
DK_CA_Aarhus | . | S47 | . | T014 | 0.42 | 83.8595
DK_CA_Aarhus | . | S47 | . | T015 | 0.42 | 83.8595
DK_CA_Aarhus | . | S47 | . | T016 | 0.3 | 59.8996
DK_CA_Aarhus | . | S47 | . | T017 | 0.3 | 59.8996
DK_CA_Aarhus | . | S47 | . | T018 | 0.3 | 59.8996
DK_CA_Aarhus | . | S47 | . | T019 | 0.3 | 59.8996
DK_CA_Aarhus | . | S47 | . | T020 | 0.3 | 59.8996
DK_CA_Aarhus | . | S47 | . | T021 | 0.42 | 83.8595
DK_CA_Aarhus | . | S47 | . | T022 | 0.42 | 83.8595
DK_CA_Aarhus | . | S47 | . | T023 | 0.42 | 83.8595
DK_CA_Aarhus | . | S47 | . | T024 | 0.57 | 113.8093
DK_CA_Aarhus | . | S47 | . | T025 | 0.57 | 113.8093
DK_CA_Aarhus | . | S47 | . | T026 | 0.57 | 113.8093
DK_CA_Aarhus | . | S47 | . | T027 | 0.57 | 113.8093
DK_CA_Aarhus | . | S47 | . | T028 | 0.57 | 113.8093
DK_CA_Aarhus | . | S47 | . | T029 | 0.57 | 113.8093
DK_CA_Aarhus | . | S47 | . | T030 | 0.57 | 113.8093
DK_CA_Aarhus | . | S47 | . | T031 | 0.42 | 83.8595
DK_CA_Aarhus | . | S47 | . | T032 | 0.42 | 83.8595
DK_CA_Aarhus | . | S47 | . | T033 | 0.3 | 59.8996
DK_CA_Aarhus | . | S47 | . | T034 | 0.19 | 37.9364
DK_CA_Aarhus | . | S47 | . | T035 | 0.19 | 37.9364
DK_CA_Aarhus | . | S47 | . | T036 | 0.12 | 23.9598
DK_CA_Aarhus | . | S47 | . | T037 | 0.06 | 11.9799
DK_CA_Aarhus | . | S47 | . | T038 | 0.03 | 5.99
DK_CA_Aarhus | . | S47 | . | T039 | 0 | 0
DK_CA_Aarhus | . | S47 | . | T040 | 0 | 0
DK_CA_Aarhus | . | S47 | . | T041 | 0 | 0
DK_CA_Aarhus | . | S47 | . | T042 | 0 | 0
DK_CA_Aarhus | . | S47 | . | T043 | 0 | 0
DK_CA_Aarhus | . | S47 | . | T044 | 0 | 0
DK_CA_Aarhus | . | S47 | . | T045 | 0 | 0
DK_CA_Aarhus | . | S47 | . | T046 | 0 | 0
DK_CA_Aarhus | . | S47 | . | T047 | 0 | 0
DK_CA_Aarhus | . | S47 | . | T048 | 0 | 0
DK_CA_Aarhus | . | S47 | . | T049 | 0 | 0
DK_CA_Aarhus | . | S47 | . | T050 | 0 | 0
DK_CA_Aarhus | . | S47 | . | T051 | 0.03 | 5.99
DK_CA_Aarhus | . | S47 | . | T052 | 0.06 | 11.9799
DK_CA_Aarhus | . | S47 | . | T053 | 0.06 | 11.9799
DK_CA_Aarhus | . | S47 | . | T054 | 0.12 | 23.9598
DK_CA_Aarhus | . | S47 | . | T055 | 0.12 | 23.9598
DK_CA_Aarhus | . | S47 | . | T056 | 0.12 | 23.9598
DK_CA_Aarhus | . | S47 | . | T057 | 0.12 | 23.9598
DK_CA_Aarhus | . | S47 | . | T058 | 0.12 | 23.9598
DK_CA_Aarhus | . | S47 | . | T059 | 0.19 | 37.9364
DK_CA_Aarhus | . | S47 | . | T060 | 0.3 | 59.8996
DK_CA_Aarhus | . | S47 | . | T061 | 0.3 | 59.8996
DK_CA_Aarhus | . | S47 | . | T062 | 0.42 | 83.8595
DK_CA_Aarhus | . | S47 | . | T063 | 0.57 | 113.8093
DK_CA_Aarhus | . | S47 | . | T064 | 0.57 | 113.8093
DK_CA_Aarhus | . | S47 | . | T065 | 0.57 | 113.8093
DK_CA_Aarhus | . | S47 | . | T066 | 0.57 | 113.8093
DK_CA_Aarhus | . | S47 | . | T067 | 0.72 | 143.7591
DK_CA_Aarhus | . | S47 | . | T068 | 0.72 | 143.7591
DK_CA_Aarhus | . | S47 | . | T069 | 0.72 | 143.7591
DK_CA_Aarhus | . | S47 | . | T070 | 0.72 | 143.7591
DK_CA_Aarhus | . | S47 | . | T071 | 0.72 | 143.7591
DK_CA_Aarhus | . | S47 | . | T072 | 0.85 | 169.7156
DK_CA_Aarhus | . | S47 | . | T073 | 0.85 | 169.7156
DK_CA_Aarhus | . | S47 | . | T074 | 0.95 | 189.6821
DK_CA_Aarhus | . | S47 | . | T075 | 0.99 | 197.6688
DK_CA_Aarhus | . | S47 | . | T076 | 1 | 199.6654
DK_CA_Aarhus | . | S47 | . | T077 | 1 | 199.6654
DK_CA_Aarhus | . | S47 | . | T078 | 1 | 199.6654
DK_CA_Aarhus | . | S47 | . | T079 | 1 | 199.6654
DK_CA_Aarhus | . | S47 | . | T080 | 1 | 199.6654
DK_CA_Aarhus | . | S47 | . | T081 | 1 | 199.6654
DK_CA_Aarhus | . | S47 | . | T082 | 1 | 199.6654
DK_CA_Aarhus | . | S47 | . | T083 | 1 | 199.6654
DK_CA_Aarhus | . | S47 | . | T084 | 1 | 199.6654
DK_CA_Aarhus | . | S47 | . | T085 | 1 | 199.6654
DK_CA_Aarhus | . | S47 | . | T086 | 1 | 199.6654
DK_CA_Aarhus | . | S47 | . | T087 | 1 | 199.6654
DK_CA_Aarhus | . | S47 | . | T088 | 1 | 199.6654
DK_CA_Aarhus | . | S47 | . | T089 | 1 | 199.6654
DK_CA_Aarhus | . | S47 | . | T090 | 1 | 199.6654
DK_CA_Aarhus | . | S47 | . | T091 | 1 | 199.6654
DK_CA_Aarhus | . | S47 | . | T092 | 1 | 199.6654
DK_CA_Aarhus | . | S47 | . | T093 | 1 | 199.6654
DK_CA_Aarhus | . | S47 | . | T094 | 1 | 199.6654
DK_CA_Aarhus | . | S47 | . | T095 | 1 | 199.6654
DK_CA_Aarhus | . | S47 | . | T096 | 1 | 199.6654
DK_CA_Aarhus | . | S47 | . | T097 | 1 | 199.6654
DK_CA_Aarhus | . | S47 | . | T098 | 1 | 199.6654
DK_CA_Aarhus | . | S47 | . | T099 | 1 | 199.6654
DK_CA_Aarhus | . | S47 | . | T100 | 1 | 199.6654
DK_CA_Aarhus | . | S47 | . | T101 | 1 | 199.6654
DK_CA_Aarhus | . | S47 | . | T102 | 1 | 199.6654
DK_CA_Aarhus | . | S47 | . | T103 | 1 | 199.6654
DK_CA_Aarhus | . | S47 | . | T104 | 1 | 199.6654
DK_CA_Aarhus | . | S47 | . | T105 | 1 | 199.6654
DK_CA_Aarhus | . | S47 | . | T106 | 1 | 199.6654
DK_CA_Aarhus | . | S47 | . | T107 | 1 | 199.6654
DK_CA_Aarhus | . | S47 | . | T108 | 1 | 199.6654
DK_CA_Aarhus | . | S47 | . | T109 | 1 | 199.6654
DK_CA_Aarhus | . | S47 | . | T110 | 1 | 199.6654
DK_CA_Aarhus | . | S47 | . | T111 | 1 | 199.6654
DK_CA_Aarhus | . | S47 | . | T112 | 1 | 199.6654
DK_CA_Aarhus | . | S47 | . | T113 | 1 | 199.6654
DK_CA_Aarhus | . | S47 | . | T114 | 1 | 199.6654
DK_CA_Aarhus | . | S47 | . | T115 | 1 | 199.6654
DK_CA_Aarhus | . | S47 | . | T116 | 1 | 199.6654
DK_CA_Aarhus | . | S47 | . | T117 | 1 | 199.6654
DK_CA_Aarhus | . | S47 | . | T118 | 1 | 199.6654
DK_CA_Aarhus | . | S47 | . | T119 | 1 | 199.6654
DK_CA_Aarhus | . | S47 | . | T120 | 1 | 199.6654
DK_CA_Aarhus | . | S47 | . | T121 | 1 | 199.6654
DK_CA_Aarhus | . | S47 | . | T122 | 1 | 199.6654
DK_CA_Aarhus | . | S47 | . | T123 | 1 | 199.6654
DK_CA_Aarhus | . | S47 | . | T124 | 1 | 199.6654
DK_CA_Aarhus | . | S47 | . | T125 | 0.99 | 197.6688
DK_CA_Aarhus | . | S47 | . | T126 | 0.95 | 189.6821
DK_CA_Aarhus | . | S47 | . | T127 | 0.85 | 169.7156
DK_CA_Aarhus | . | S47 | . | T128 | 0.72 | 143.7591
DK_CA_Aarhus | . | S47 | . | T129 | 0.72 | 143.7591
DK_CA_Aarhus | . | S47 | . | T130 | 0.57 | 113.8093
DK_CA_Aarhus | . | S47 | . | T131 | 0.42 | 83.8595
DK_CA_Aarhus | . | S47 | . | T132 | 0.3 | 59.8996
DK_CA_Aarhus | . | S47 | . | T133 | 0.3 | 59.8996
DK_CA_Aarhus | . | S47 | . | T134 | 0.3 | 59.8996
DK_CA_Aarhus | . | S47 | . | T135 | 0.3 | 59.8996
DK_CA_Aarhus | . | S47 | . | T136 | 0.42 | 83.8595
DK_CA_Aarhus | . | S47 | . | T137 | 0.57 | 113.8093
DK_CA_Aarhus | . | S47 | . | T138 | 0.57 | 113.8093
DK_CA_Aarhus | . | S47 | . | T139 | 0.42 | 83.8595
DK_CA_Aarhus | . | S47 | . | T140 | 0.42 | 83.8595
DK_CA_Aarhus | . | S47 | . | T141 | 0.42 | 83.8595
DK_CA_Aarhus | . | S47 | . | T142 | 0.3 | 59.8996
DK_CA_Aarhus | . | S47 | . | T143 | 0.19 | 37.9364
DK_CA_Aarhus | . | S47 | . | T144 | 0.19 | 37.9364
DK_CA_Aarhus | . | S47 | . | T145 | 0.19 | 37.9364
DK_CA_Aarhus | . | S47 | . | T146 | 0.19 | 37.9364
DK_CA_Aarhus | . | S47 | . | T147 | 0.12 | 23.9598
DK_CA_Aarhus | . | S47 | . | T148 | 0.12 | 23.9598
DK_CA_Aarhus | . | S47 | . | T149 | 0.06 | 11.9799
DK_CA_Aarhus | . | S47 | . | T150 | 0.06 | 11.9799
DK_CA_Aarhus | . | S47 | . | T151 | 0.06 | 11.9799
DK_CA_Aarhus | . | S47 | . | T152 | 0.03 | 5.99
DK_CA_Aarhus | . | S47 | . | T153 | 0 | 0
DK_CA_Aarhus | . | S47 | . | T154 | 0 | 0
DK_CA_Aarhus | . | S47 | . | T155 | 0 | 0
DK_CA_Aarhus | . | S47 | . | T156 | 0.06 | 11.9799
DK_CA_Aarhus | . | S47 | . | T157 | 0.12 | 23.9598
DK_CA_Aarhus | . | S47 | . | T158 | 0.19 | 37.9364
DK_CA_Aarhus | . | S47 | . | T159 | 0.19 | 37.9364
DK_CA_Aarhus | . | S47 | . | T160 | 0.19 | 37.9364
DK_CA_Aarhus | . | S47 | . | T161 | 0.12 | 23.9598
DK_CA_Aarhus | . | S47 | . | T162 | 0.12 | 23.9598
DK_CA_Aarhus | . | S47 | . | T163 | 0.12 | 23.9598
DK_CA_Aarhus | . | S47 | . | T164 | 0.12 | 23.9598
DK_CA_Aarhus | . | S47 | . | T165 | 0.12 | 23.9598
DK_CA_Aarhus | . | S47 | . | T166 | 0.12 | 23.9598
DK_CA_Aarhus | . | S47 | . | T167 | 0.12 | 23.9598
DK_CA_Aarhus | . | S47 | . | T168 | 0.19 | 37.9364
DK_CA_Aarhus | . | S48 | . | T001 | 0.3 | 59.8996
DK_CA_Aarhus | . | S48 | . | T002 | 0.3 | 59.8996
DK_CA_Aarhus | . | S48 | . | T003 | 0.3 | 59.8996
DK_CA_Aarhus | . | S48 | . | T004 | 0.3 | 59.8996
DK_CA_Aarhus | . | S48 | . | T005 | 0.3 | 59.8996
DK_CA_Aarhus | . | S48 | . | T006 | 0.3 | 59.8996
DK_CA_Aarhus | . | S48 | . | T007 | 0.19 | 37.9364
DK_CA_Aarhus | . | S48 | . | T008 | 0.19 | 37.9364
DK_CA_Aarhus | . | S48 | . | T009 | 0.19 | 37.9364
DK_CA_Aarhus | . | S48 | . | T010 | 0.19 | 37.9364
DK_CA_Aarhus | . | S48 | . | T011 | 0.3 | 59.8996
DK_CA_Aarhus | . | S48 | . | T012 | 0.3 | 59.8996
DK_CA_Aarhus | . | S48 | . | T013 | 0.42 | 83.8595
DK_CA_Aarhus | . | S48 | . | T014 | 0.42 | 83.8595
DK_CA_Aarhus | . | S48 | . | T015 | 0.42 | 83.8595
DK_CA_Aarhus | . | S48 | . | T016 | 0.57 | 113.8093
DK_CA_Aarhus | . | S48 | . | T017 | 0.57 | 113.8093
DK_CA_Aarhus | . | S48 | . | T018 | 0.57 | 113.8093
DK_CA_Aarhus | . | S48 | . | T019 | 0.57 | 113.8093
DK_CA_Aarhus | . | S48 | . | T020 | 0.72 | 143.7591
DK_CA_Aarhus | . | S48 | . | T021 | 0.72 | 143.7591
DK_CA_Aarhus | . | S48 | . | T022 | 0.57 | 113.8093
DK_CA_Aarhus | . | S48 | . | T023 | 0.42 | 83.8595
DK_CA_Aarhus | . | S48 | . | T024 | 0.57 | 113.8093
DK_CA_Aarhus | . | S48 | . | T025 | 0.57 | 113.8093
DK_CA_Aarhus | . | S48 | . | T026 | 0.72 | 143.7591
DK_CA_Aarhus | . | S48 | . | T027 | 0.72 | 143.7591
DK_CA_Aarhus | . | S48 | . | T028 | 0.57 | 113.8093
DK_CA_Aarhus | . | S48 | . | T029 | 0.57 | 113.8093
DK_CA_Aarhus | . | S48 | . | T030 | 0.57 | 113.8093
DK_CA_Aarhus | . | S48 | . | T031 | 0.42 | 83.8595
DK_CA_Aarhus | . | S48 | . | T032 | 0.42 | 83.8595
DK_CA_Aarhus | . | S48 | . | T033 | 0.42 | 83.8595
DK_CA_Aarhus | . | S48 | . | T034 | 0.42 | 83.8595
DK_CA_Aarhus | . | S48 | . | T035 | 0.3 | 59.8996
DK_CA_Aarhus | . | S48 | . | T036 | 0.3 | 59.8996
DK_CA_Aarhus | . | S48 | . | T037 | 0.19 | 37.9364
DK_CA_Aarhus | . | S48 | . | T038 | 0.19 | 37.9364
DK_CA_Aarhus | . | S48 | . | T039 | 0.12 | 23.9598
DK_CA_Aarhus | . | S48 | . | T040 | 0.12 | 23.9598
DK_CA_Aarhus | . | S48 | . | T041 | 0.12 | 23.9598
DK_CA_Aarhus | . | S48 | . | T042 | 0.06 | 11.9799
DK_CA_Aarhus | . | S48 | . | T043 | 0.06 | 11.9799
DK_CA_Aarhus | . | S48 | . | T044 | 0.06 | 11.9799
DK_CA_Aarhus | . | S48 | . | T045 | 0.03 | 5.99
DK_CA_Aarhus | . | S48 | . | T046 | 0.03 | 5.99
DK_CA_Aarhus | . | S48 | . | T047 | 0.03 | 5.99
DK_CA_Aarhus | . | S48 | . | T048 | 0.03 | 5.99
DK_CA_Aarhus | . | S48 | . | T049 | 0.03 | 5.99
DK_CA_Aarhus | . | S48 | . | T050 | 0.03 | 5.99
DK_CA_Aarhus | . | S48 | . | T051 | 0.03 | 5.99
DK_CA_Aarhus | . | S48 | . | T052 | 0.03 | 5.99
DK_CA_Aarhus | . | S48 | . | T053 | 0.06 | 11.9799
DK_CA_Aarhus | . | S48 | . | T054 | 0.12 | 23.9598
DK_CA_Aarhus | . | S48 | . | T055 | 0.19 | 37.9364
DK_CA_Aarhus | . | S48 | . | T056 | 0.19 | 37.9364
DK_CA_Aarhus | . | S48 | . | T057 | 0.3 | 59.8996
DK_CA_Aarhus | . | S48 | . | T058 | 0.42 | 83.8595
DK_CA_Aarhus | . | S48 | . | T059 | 0.57 | 113.8093
DK_CA_Aarhus | . | S48 | . | T060 | 0.72 | 143.7591
DK_CA_Aarhus | . | S48 | . | T061 | 0.85 | 169.7156
DK_CA_Aarhus | . | S48 | . | T062 | 0.95 | 189.6821
DK_CA_Aarhus | . | S48 | . | T063 | 0.99 | 197.6688
DK_CA_Aarhus | . | S48 | . | T064 | 0.99 | 197.6688
DK_CA_Aarhus | . | S48 | . | T065 | 1 | 199.6654
DK_CA_Aarhus | . | S48 | . | T066 | 1 | 199.6654
DK_CA_Aarhus | . | S48 | . | T067 | 1 | 199.6654
DK_CA_Aarhus | . | S48 | . | T068 | 1 | 199.6654
DK_CA_Aarhus | . | S48 | . | T069 | 1 | 199.6654
DK_CA_Aarhus | . | S48 | . | T070 | 1 | 199.6654
DK_CA_Aarhus | . | S48 | . | T071 | 1 | 199.6654
DK_CA_Aarhus | . | S48 | . | T072 | 0.99 | 197.6688
DK_CA_Aarhus | . | S48 | . | T073 | 0.72 | 143.7591
DK_CA_Aarhus | . | S48 | . | T074 | 0.72 | 143.7591
DK_CA_Aarhus | . | S48 | . | T075 | 0.72 | 143.7591
DK_CA_Aarhus | . | S48 | . | T076 | 0.72 | 143.7591
DK_CA_Aarhus | . | S48 | . | T077 | 0.72 | 143.7591
DK_CA_Aarhus | . | S48 | . | T078 | 0.72 | 143.7591
DK_CA_Aarhus | . | S48 | . | T079 | 0.72 | 143.7591
DK_CA_Aarhus | . | S48 | . | T080 | 0.57 | 113.8093
DK_CA_Aarhus | . | S48 | . | T081 | 0.72 | 143.7591
DK_CA_Aarhus | . | S48 | . | T082 | 0.72 | 143.7591
DK_CA_Aarhus | . | S48 | . | T083 | 0.72 | 143.7591
DK_CA_Aarhus | . | S48 | . | T084 | 0.72 | 143.7591
DK_CA_Aarhus | . | S48 | . | T085 | 0.72 | 143.7591
DK_CA_Aarhus | . | S48 | . | T086 | 0.57 | 113.8093
DK_CA_Aarhus | . | S48 | . | T087 | 0.57 | 113.8093
DK_CA_Aarhus | . | S48 | . | T088 | 0.57 | 113.8093
DK_CA_Aarhus | . | S48 | . | T089 | 0.57 | 113.8093
DK_CA_Aarhus | . | S48 | . | T090 | 0.57 | 113.8093
DK_CA_Aarhus | . | S48 | . | T091 | 0.57 | 113.8093
DK_CA_Aarhus | . | S48 | . | T092 | 0.57 | 113.8093
DK_CA_Aarhus | . | S48 | . | T093 | 0.42 | 83.8595
DK_CA_Aarhus | . | S48 | . | T094 | 0.3 | 59.8996
DK_CA_Aarhus | . | S48 | . | T095 | 0.19 | 37.9364
DK_CA_Aarhus | . | S48 | . | T096 | 0.12 | 23.9598
DK_CA_Aarhus | . | S48 | . | T097 | 0.12 | 23.9598
DK_CA_Aarhus | . | S48 | . | T098 | 0.12 | 23.9598
DK_CA_Aarhus | . | S48 | . | T099 | 0.06 | 11.9799
DK_CA_Aarhus | . | S48 | . | T100 | 0.06 | 11.9799
DK_CA_Aarhus | . | S48 | . | T101 | 0.12 | 23.9598
DK_CA_Aarhus | . | S48 | . | T102 | 0.12 | 23.9598
DK_CA_Aarhus | . | S48 | . | T103 | 0.19 | 37.9364
DK_CA_Aarhus | . | S48 | . | T104 | 0.19 | 37.9364
DK_CA_Aarhus | . | S48 | . | T105 | 0.19 | 37.9364
DK_CA_Aarhus | . | S48 | . | T106 | 0.3 | 59.8996
DK_CA_Aarhus | . | S48 | . | T107 | 0.3 | 59.8996
DK_CA_Aarhus | . | S48 | . | T108 | 0.42 | 83.8595
DK_CA_Aarhus | . | S48 | . | T109 | 0.42 | 83.8595
DK_CA_Aarhus | . | S48 | . | T110 | 0.57 | 113.8093
DK_CA_Aarhus | . | S48 | . | T111 | 0.57 | 113.8093
DK_CA_Aarhus | . | S48 | . | T112 | 0.57 | 113.8093
DK_CA_Aarhus | . | S48 | . | T113 | 0.57 | 113.8093
DK_CA_Aarhus | . | S48 | . | T114 | 0.42 | 83.8595
DK_CA_Aarhus | . | S48 | . | T115 | 0.42 | 83.8595
DK_CA_Aarhus | . | S48 | . | T116 | 0.42 | 83.8595
DK_CA_Aarhus | . | S48 | . | T117 | 0.42 | 83.8595
DK_CA_Aarhus | . | S48 | . | T118 | 0.57 | 113.8093
DK_CA_Aarhus | . | S48 | . | T119 | 0.57 | 113.8093
DK_CA_Aarhus | . | S48 | . | T120 | 0.57 | 113.8093
DK_CA_Aarhus | . | S48 | . | T121 | 0.42 | 83.8595
DK_CA_Aarhus | . | S48 | . | T122 | 0.42 | 83.8595
DK_CA_Aarhus | . | S48 | . | T123 | 0.57 | 113.8093
DK_CA_Aarhus | . | S48 | . | T124 | 0.57 | 113.8093
DK_CA_Aarhus | . | S48 | . | T125 | 0.72 | 143.7591
DK_CA_Aarhus | . | S48 | . | T126 | 0.85 | 169.7156
DK_CA_Aarhus | . | S48 | . | T127 | 0.95 | 189.6821
DK_CA_Aarhus | . | S48 | . | T128 | 0.95 | 189.6821
DK_CA_Aarhus | . | S48 | . | T129 | 0.95 | 189.6821
DK_CA_Aarhus | . | S48 | . | T130 | 0.99 | 197.6688
DK_CA_Aarhus | . | S48 | . | T131 | 0.99 | 197.6688
DK_CA_Aarhus | . | S48 | . | T132 | 1 | 199.6654
DK_CA_Aarhus | . | S48 | . | T133 | 1 | 199.6654
DK_CA_Aarhus | . | S48 | . | T134 | 1 | 199.6654
DK_CA_Aarhus | . | S48 | . | T135 | 1 | 199.6654
DK_CA_Aarhus | . | S48 | . | T136 | 1 | 199.6654
DK_CA_Aarhus | . | S48 | . | T137 | 1 | 199.6654
DK_CA_Aarhus | . | S48 | . | T138 | 1 | 199.6654
DK_CA_Aarhus | . | S48 | . | T139 | 1 | 199.6654
DK_CA_Aarhus | . | S48 | . | T140 | 1 | 199.6654
DK_CA_Aarhus | . | S48 | . | T141 | 1 | 199.6654
DK_CA_Aarhus | . | S48 | . | T142 | 1 | 199.6654
DK_CA_Aarhus | . | S48 | . | T143 | 1 | 199.6654
DK_CA_Aarhus | . | S48 | . | T144 | 1 | 199.6654
DK_CA_Aarhus | . | S48 | . | T145 | 1 | 199.6654
DK_CA_Aarhus | . | S48 | . | T146 | 1 | 199.6654
DK_CA_Aarhus | . | S48 | . | T147 | 1 | 199.6654
DK_CA_Aarhus | . | S48 | . | T148 | 1 | 199.6654
DK_CA_Aarhus | . | S48 | . | T149 | 1 | 199.6654
DK_CA_Aarhus | . | S48 | . | T150 | 1 | 199.6654
DK_CA_Aarhus | . | S48 | . | T151 | 1 | 199.6654
DK_CA_Aarhus | . | S48 | . | T152 | 1 | 199.6654
DK_CA_Aarhus | . | S48 | . | T153 | 1 | 199.6654
DK_CA_Aarhus | . | S48 | . | T154 | 0.99 | 197.6688
DK_CA_Aarhus | . | S48 | . | T155 | 0.99 | 197.6688
DK_CA_Aarhus | . | S48 | . | T156 | 0.99 | 197.6688
DK_CA_Aarhus | . | S48 | . | T157 | 0.99 | 197.6688
DK_CA_Aarhus | . | S48 | . | T158 | 0.99 | 197.6688
DK_CA_Aarhus | . | S48 | . | T159 | 1 | 199.6654
DK_CA_Aarhus | . | S48 | . | T160 | 0.99 | 197.6688
DK_CA_Aarhus | . | S48 | . | T161 | 0.99 | 197.6688
DK_CA_Aarhus | . | S48 | . | T162 | 0.95 | 189.6821
DK_CA_Aarhus | . | S48 | . | T163 | 0.95 | 189.6821
DK_CA_Aarhus | . | S48 | . | T164 | 0.85 | 169.7156
DK_CA_Aarhus | . | S48 | . | T165 | 0.72 | 143.7591
DK_CA_Aarhus | . | S48 | . | T166 | 0.57 | 113.8093
DK_CA_Aarhus | . | S48 | . | T167 | 0.42 | 83.8595
DK_CA_Aarhus | . | S48 | . | T168 | 0.57 | 113.8093
DK_CA_Aarhus | . | S49 | . | T001 | 0.72 | 143.7591
DK_CA_Aarhus | . | S49 | . | T002 | 0.72 | 143.7591
DK_CA_Aarhus | . | S49 | . | T003 | 0.57 | 113.8093
DK_CA_Aarhus | . | S49 | . | T004 | 0.42 | 83.8595
DK_CA_Aarhus | . | S49 | . | T005 | 0.3 | 59.8996
DK_CA_Aarhus | . | S49 | . | T006 | 0.3 | 59.8996
DK_CA_Aarhus | . | S49 | . | T007 | 0.19 | 37.9364
DK_CA_Aarhus | . | S49 | . | T008 | 0.12 | 23.9598
DK_CA_Aarhus | . | S49 | . | T009 | 0.12 | 23.9598
DK_CA_Aarhus | . | S49 | . | T010 | 0.12 | 23.9598
DK_CA_Aarhus | . | S49 | . | T011 | 0.12 | 23.9598
DK_CA_Aarhus | . | S49 | . | T012 | 0.12 | 23.9598
DK_CA_Aarhus | . | S49 | . | T013 | 0.12 | 23.9598
DK_CA_Aarhus | . | S49 | . | T014 | 0.12 | 23.9598
DK_CA_Aarhus | . | S49 | . | T015 | 0.12 | 23.9598
DK_CA_Aarhus | . | S49 | . | T016 | 0.12 | 23.9598
DK_CA_Aarhus | . | S49 | . | T017 | 0.12 | 23.9598
DK_CA_Aarhus | . | S49 | . | T018 | 0.12 | 23.9598
DK_CA_Aarhus | . | S49 | . | T019 | 0.12 | 23.9598
DK_CA_Aarhus | . | S49 | . | T020 | 0.19 | 37.9364
DK_CA_Aarhus | . | S49 | . | T021 | 0.12 | 23.9598
DK_CA_Aarhus | . | S49 | . | T022 | 0.12 | 23.9598
DK_CA_Aarhus | . | S49 | . | T023 | 0.06 | 11.9799
DK_CA_Aarhus | . | S49 | . | T024 | 0.06 | 11.9799
DK_CA_Aarhus | . | S49 | . | T025 | 0.03 | 5.99
DK_CA_Aarhus | . | S49 | . | T026 | 0.03 | 5.99
DK_CA_Aarhus | . | S49 | . | T027 | 0 | 0
DK_CA_Aarhus | . | S49 | . | T028 | 0.03 | 5.99
DK_CA_Aarhus | . | S49 | . | T029 | 0.03 | 5.99
DK_CA_Aarhus | . | S49 | . | T030 | 0.06 | 11.9799
DK_CA_Aarhus | . | S49 | . | T031 | 0.06 | 11.9799
DK_CA_Aarhus | . | S49 | . | T032 | 0.19 | 37.9364
DK_CA_Aarhus | . | S49 | . | T033 | 0.19 | 37.9364
DK_CA_Aarhus | . | S49 | . | T034 | 0.12 | 23.9598
DK_CA_Aarhus | . | S49 | . | T035 | 0.12 | 23.9598
DK_CA_Aarhus | . | S49 | . | T036 | 0.12 | 23.9598
DK_CA_Aarhus | . | S49 | . | T037 | 0.19 | 37.9364
DK_CA_Aarhus | . | S49 | . | T038 | 0.3 | 59.8996
DK_CA_Aarhus | . | S49 | . | T039 | 0.3 | 59.8996
DK_CA_Aarhus | . | S49 | . | T040 | 0.42 | 83.8595
DK_CA_Aarhus | . | S49 | . | T041 | 0.42 | 83.8595
DK_CA_Aarhus | . | S49 | . | T042 | 0.42 | 83.8595
DK_CA_Aarhus | . | S49 | . | T043 | 0.42 | 83.8595
DK_CA_Aarhus | . | S49 | . | T044 | 0.57 | 113.8093
DK_CA_Aarhus | . | S49 | . | T045 | 0.57 | 113.8093
DK_CA_Aarhus | . | S49 | . | T046 | 0.72 | 143.7591
DK_CA_Aarhus | . | S49 | . | T047 | 0.72 | 143.7591
DK_CA_Aarhus | . | S49 | . | T048 | 0.72 | 143.7591
DK_CA_Aarhus | . | S49 | . | T049 | 0.72 | 143.7591
DK_CA_Aarhus | . | S49 | . | T050 | 0.85 | 169.7156
DK_CA_Aarhus | . | S49 | . | T051 | 0.95 | 189.6821
DK_CA_Aarhus | . | S49 | . | T052 | 0.95 | 189.6821
DK_CA_Aarhus | . | S49 | . | T053 | 0.99 | 197.6688
DK_CA_Aarhus | . | S49 | . | T054 | 0.99 | 197.6688
DK_CA_Aarhus | . | S49 | . | T055 | 0.99 | 197.6688
DK_CA_Aarhus | . | S49 | . | T056 | 0.99 | 197.6688
DK_CA_Aarhus | . | S49 | . | T057 | 0.99 | 197.6688
DK_CA_Aarhus | . | S49 | . | T058 | 0.99 | 197.6688
DK_CA_Aarhus | . | S49 | . | T059 | 0.99 | 197.6688
DK_CA_Aarhus | . | S49 | . | T060 | 0.99 | 197.6688
DK_CA_Aarhus | . | S49 | . | T061 | 0.99 | 197.6688
DK_CA_Aarhus | . | S49 | . | T062 | 0.95 | 189.6821
DK_CA_Aarhus | . | S49 | . | T063 | 0.95 | 189.6821
DK_CA_Aarhus | . | S49 | . | T064 | 0.85 | 169.7156
DK_CA_Aarhus | . | S49 | . | T065 | 0.72 | 143.7591
DK_CA_Aarhus | . | S49 | . | T066 | 0.3 | 59.8996
DK_CA_Aarhus | . | S49 | . | T067 | 0.3 | 59.8996
DK_CA_Aarhus | . | S49 | . | T068 | 0.3 | 59.8996
DK_CA_Aarhus | . | S49 | . | T069 | 0.42 | 83.8595
DK_CA_Aarhus | . | S49 | . | T070 | 0.57 | 113.8093
DK_CA_Aarhus | . | S49 | . | T071 | 0.72 | 143.7591
DK_CA_Aarhus | . | S49 | . | T072 | 0.85 | 169.7156
DK_CA_Aarhus | . | S49 | . | T073 | 0.95 | 189.6821
DK_CA_Aarhus | . | S49 | . | T074 | 0.99 | 197.6688
DK_CA_Aarhus | . | S49 | . | T075 | 0.99 | 197.6688
DK_CA_Aarhus | . | S49 | . | T076 | 0.99 | 197.6688
DK_CA_Aarhus | . | S49 | . | T077 | 0.95 | 189.6821
DK_CA_Aarhus | . | S49 | . | T078 | 0.95 | 189.6821
DK_CA_Aarhus | . | S49 | . | T079 | 0.95 | 189.6821
DK_CA_Aarhus | . | S49 | . | T080 | 0.95 | 189.6821
DK_CA_Aarhus | . | S49 | . | T081 | 0.72 | 143.7591
DK_CA_Aarhus | . | S49 | . | T082 | 0.42 | 83.8595
DK_CA_Aarhus | . | S49 | . | T083 | 0.3 | 59.8996
DK_CA_Aarhus | . | S49 | . | T084 | 0.12 | 23.9598
DK_CA_Aarhus | . | S49 | . | T085 | 0.03 | 5.99
DK_CA_Aarhus | . | S49 | . | T086 | 0 | 0
DK_CA_Aarhus | . | S49 | . | T087 | 0 | 0
DK_CA_Aarhus | . | S49 | . | T088 | 0 | 0
DK_CA_Aarhus | . | S49 | . | T089 | 0.06 | 11.9799
DK_CA_Aarhus | . | S49 | . | T090 | 0.12 | 23.9598
DK_CA_Aarhus | . | S49 | . | T091 | 0.12 | 23.9598
DK_CA_Aarhus | . | S49 | . | T092 | 0.19 | 37.9364
DK_CA_Aarhus | . | S49 | . | T093 | 0.12 | 23.9598
DK_CA_Aarhus | . | S49 | . | T094 | 0.19 | 37.9364
DK_CA_Aarhus | . | S49 | . | T095 | 0.3 | 59.8996
DK_CA_Aarhus | . | S49 | . | T096 | 0.42 | 83.8595
DK_CA_Aarhus | . | S49 | . | T097 | 0.72 | 143.7591
DK_CA_Aarhus | . | S49 | . | T098 | 0.85 | 169.7156
DK_CA_Aarhus | . | S49 | . | T099 | 0.85 | 169.7156
DK_CA_Aarhus | . | S49 | . | T100 | 0.72 | 143.7591
DK_CA_Aarhus | . | S49 | . | T101 | 0.72 | 143.7591
DK_CA_Aarhus | . | S49 | . | T102 | 0.72 | 143.7591
DK_CA_Aarhus | . | S49 | . | T103 | 0.72 | 143.7591
DK_CA_Aarhus | . | S49 | . | T104 | 0.72 | 143.7591
DK_CA_Aarhus | . | S49 | . | T105 | 0.57 | 113.8093
DK_CA_Aarhus | . | S49 | . | T106 | 0.57 | 113.8093
DK_CA_Aarhus | . | S49 | . | T107 | 0.72 | 143.7591
DK_CA_Aarhus | . | S49 | . | T108 | 0.72 | 143.7591
DK_CA_Aarhus | . | S49 | . | T109 | 0.72 | 143.7591
DK_CA_Aarhus | . | S49 | . | T110 | 0.72 | 143.7591
DK_CA_Aarhus | . | S49 | . | T111 | 0.72 | 143.7591
DK_CA_Aarhus | . | S49 | . | T112 | 0.72 | 143.7591
DK_CA_Aarhus | . | S49 | . | T113 | 0.57 | 113.8093
DK_CA_Aarhus | . | S49 | . | T114 | 0.57 | 113.8093
DK_CA_Aarhus | . | S49 | . | T115 | 0.42 | 83.8595
DK_CA_Aarhus | . | S49 | . | T116 | 0.42 | 83.8595
DK_CA_Aarhus | . | S49 | . | T117 | 0.3 | 59.8996
DK_CA_Aarhus | . | S49 | . | T118 | 0.3 | 59.8996
DK_CA_Aarhus | . | S49 | . | T119 | 0.19 | 37.9364
DK_CA_Aarhus | . | S49 | . | T120 | 0.12 | 23.9598
DK_CA_Aarhus | . | S49 | . | T121 | 0.06 | 11.9799
DK_CA_Aarhus | . | S49 | . | T122 | 0.06 | 11.9799
DK_CA_Aarhus | . | S49 | . | T123 | 0.03 | 5.99
DK_CA_Aarhus | . | S49 | . | T124 | 0 | 0
DK_CA_Aarhus | . | S49 | . | T125 | 0 | 0
DK_CA_Aarhus | . | S49 | . | T126 | 0 | 0
DK_CA_Aarhus | . | S49 | . | T127 | 0 | 0
DK_CA_Aarhus | . | S49 | . | T128 | 0 | 0
DK_CA_Aarhus | . | S49 | . | T129 | 0 | 0
DK_CA_Aarhus | . | S49 | . | T130 | 0 | 0
DK_CA_Aarhus | . | S49 | . | T131 | 0 | 0
DK_CA_Aarhus | . | S49 | . | T132 | 0 | 0
DK_CA_Aarhus | . | S49 | . | T133 | 0 | 0
DK_CA_Aarhus | . | S49 | . | T134 | 0 | 0
DK_CA_Aarhus | . | S49 | . | T135 | 0.03 | 5.99
DK_CA_Aarhus | . | S49 | . | T136 | 0.03 | 5.99
DK_CA_Aarhus | . | S49 | . | T137 | 0.03 | 5.99
DK_CA_Aarhus | . | S49 | . | T138 | 0.03 | 5.99
DK_CA_Aarhus | . | S49 | . | T139 | 0.03 | 5.99
DK_CA_Aarhus | . | S49 | . | T140 | 0.03 | 5.99
DK_CA_Aarhus | . | S49 | . | T141 | 0.06 | 11.9799
DK_CA_Aarhus | . | S49 | . | T142 | 0.06 | 11.9799
DK_CA_Aarhus | . | S49 | . | T143 | 0.06 | 11.9799
DK_CA_Aarhus | . | S49 | . | T144 | 0.06 | 11.9799
DK_CA_Aarhus | . | S49 | . | T145 | 0.06 | 11.9799
DK_CA_Aarhus | . | S49 | . | T146 | 0.12 | 23.9598
DK_CA_Aarhus | . | S49 | . | T147 | 0.19 | 37.9364
DK_CA_Aarhus | . | S49 | . | T148 | 0.19 | 37.9364
DK_CA_Aarhus | . | S49 | . | T149 | 0.19 | 37.9364
DK_CA_Aarhus | . | S49 | . | T150 | 0.12 | 23.9598
DK_CA_Aarhus | . | S49 | . | T151 | 0.12 | 23.9598
DK_CA_Aarhus | . | S49 | . | T152 | 0.12 | 23.9598
DK_CA_Aarhus | . | S49 | . | T153 | 0.12 | 23.9598
DK_CA_Aarhus | . | S49 | . | T154 | 0.19 | 37.9364
DK_CA_Aarhus | . | S49 | . | T155 | 0.19 | 37.9364
DK_CA_Aarhus | . | S49 | . | T156 | 0.19 | 37.9364
DK_CA_Aarhus | . | S49 | . | T157 | 0.19 | 37.9364
DK_CA_Aarhus | . | S49 | . | T158 | 0.19 | 37.9364
DK_CA_Aarhus | . | S49 | . | T159 | 0.3 | 59.8996
DK_CA_Aarhus | . | S49 | . | T160 | 0.3 | 59.8996
DK_CA_Aarhus | . | S49 | . | T161 | 0.3 | 59.8996
DK_CA_Aarhus | . | S49 | . | T162 | 0.3 | 59.8996
DK_CA_Aarhus | . | S49 | . | T163 | 0.3 | 59.8996
DK_CA_Aarhus | . | S49 | . | T164 | 0.3 | 59.8996
DK_CA_Aarhus | . | S49 | . | T165 | 0.3 | 59.8996
DK_CA_Aarhus | . | S49 | . | T166 | 0.3 | 59.8996
DK_CA_Aarhus | . | S49 | . | T167 | 0.3 | 59.8996
DK_CA_Aarhus | . | S49 | . | T168 | 0.19 | 37.9364
DK_CA_Aarhus | . | S50 | . | T001 | 0.19 | 37.9364
DK_CA_Aarhus | . | S50 | . | T002 | 0.19 | 37.9364
DK_CA_Aarhus | . | S50 | . | T003 | 0.19 | 37.9364
DK_CA_Aarhus | . | S50 | . | T004 | 0.19 | 37.9364
DK_CA_Aarhus | . | S50 | . | T005 | 0.12 | 23.9598
DK_CA_Aarhus | . | S50 | . | T006 | 0.12 | 23.9598
DK_CA_Aarhus | . | S50 | . | T007 | 0.12 | 23.9598
DK_CA_Aarhus | . | S50 | . | T008 | 0.12 | 23.9598
DK_CA_Aarhus | . | S50 | . | T009 | 0.12 | 23.9598
DK_CA_Aarhus | . | S50 | . | T010 | 0.12 | 23.9598
DK_CA_Aarhus | . | S50 | . | T011 | 0.12 | 23.9598
DK_CA_Aarhus | . | S50 | . | T012 | 0.12 | 23.9598
DK_CA_Aarhus | . | S50 | . | T013 | 0.12 | 23.9598
DK_CA_Aarhus | . | S50 | . | T014 | 0.12 | 23.9598
DK_CA_Aarhus | . | S50 | . | T015 | 0.12 | 23.9598
DK_CA_Aarhus | . | S50 | . | T016 | 0.12 | 23.9598
DK_CA_Aarhus | . | S50 | . | T017 | 0.12 | 23.9598
DK_CA_Aarhus | . | S50 | . | T018 | 0.12 | 23.9598
DK_CA_Aarhus | . | S50 | . | T019 | 0.06 | 11.9799
DK_CA_Aarhus | . | S50 | . | T020 | 0.06 | 11.9799
DK_CA_Aarhus | . | S50 | . | T021 | 0.06 | 11.9799
DK_CA_Aarhus | . | S50 | . | T022 | 0.06 | 11.9799
DK_CA_Aarhus | . | S50 | . | T023 | 0.12 | 23.9598
DK_CA_Aarhus | . | S50 | . | T024 | 0.12 | 23.9598
DK_CA_Aarhus | . | S50 | . | T025 | 0.12 | 23.9598
DK_CA_Aarhus | . | S50 | . | T026 | 0.19 | 37.9364
DK_CA_Aarhus | . | S50 | . | T027 | 0.19 | 37.9364
DK_CA_Aarhus | . | S50 | . | T028 | 0.19 | 37.9364
DK_CA_Aarhus | . | S50 | . | T029 | 0.3 | 59.8996
DK_CA_Aarhus | . | S50 | . | T030 | 0.3 | 59.8996
DK_CA_Aarhus | . | S50 | . | T031 | 0.3 | 59.8996
DK_CA_Aarhus | . | S50 | . | T032 | 0.3 | 59.8996
DK_CA_Aarhus | . | S50 | . | T033 | 0.3 | 59.8996
DK_CA_Aarhus | . | S50 | . | T034 | 0.42 | 83.8595
DK_CA_Aarhus | . | S50 | . | T035 | 0.42 | 83.8595
DK_CA_Aarhus | . | S50 | . | T036 | 0.42 | 83.8595
DK_CA_Aarhus | . | S50 | . | T037 | 0.42 | 83.8595
DK_CA_Aarhus | . | S50 | . | T038 | 0.42 | 83.8595
DK_CA_Aarhus | . | S50 | . | T039 | 0.42 | 83.8595
DK_CA_Aarhus | . | S50 | . | T040 | 0.57 | 113.8093
DK_CA_Aarhus | . | S50 | . | T041 | 0.57 | 113.8093
DK_CA_Aarhus | . | S50 | . | T042 | 0.57 | 113.8093
DK_CA_Aarhus | . | S50 | . | T043 | 0.57 | 113.8093
DK_CA_Aarhus | . | S50 | . | T044 | 0.57 | 113.8093
DK_CA_Aarhus | . | S50 | . | T045 | 0.42 | 83.8595
DK_CA_Aarhus | . | S50 | . | T046 | 0.3 | 59.8996
DK_CA_Aarhus | . | S50 | . | T047 | 0.42 | 83.8595
DK_CA_Aarhus | . | S50 | . | T048 | 0.57 | 113.8093
DK_CA_Aarhus | . | S50 | . | T049 | 0.57 | 113.8093
DK_CA_Aarhus | . | S50 | . | T050 | 0.72 | 143.7591
DK_CA_Aarhus | . | S50 | . | T051 | 0.57 | 113.8093
DK_CA_Aarhus | . | S50 | . | T052 | 0.57 | 113.8093
DK_CA_Aarhus | . | S50 | . | T053 | 0.42 | 83.8595
DK_CA_Aarhus | . | S50 | . | T054 | 0.42 | 83.8595
DK_CA_Aarhus | . | S50 | . | T055 | 0.3 | 59.8996
DK_CA_Aarhus | . | S50 | . | T056 | 0.57 | 113.8093
DK_CA_Aarhus | . | S50 | . | T057 | 0.57 | 113.8093
DK_CA_Aarhus | . | S50 | . | T058 | 0.42 | 83.8595
DK_CA_Aarhus | . | S50 | . | T059 | 0.3 | 59.8996
DK_CA_Aarhus | . | S50 | . | T060 | 0.19 | 37.9364
DK_CA_Aarhus | . | S50 | . | T061 | 0.19 | 37.9364
DK_CA_Aarhus | . | S50 | . | T062 | 0.19 | 37.9364
DK_CA_Aarhus | . | S50 | . | T063 | 0.12 | 23.9598
DK_CA_Aarhus | . | S50 | . | T064 | 0.12 | 23.9598
DK_CA_Aarhus | . | S50 | . | T065 | 0.12 | 23.9598
DK_CA_Aarhus | . | S50 | . | T066 | 0.12 | 23.9598
DK_CA_Aarhus | . | S50 | . | T067 | 0.12 | 23.9598
DK_CA_Aarhus | . | S50 | . | T068 | 0.12 | 23.9598
DK_CA_Aarhus | . | S50 | . | T069 | 0.12 | 23.9598
DK_CA_Aarhus | . | S50 | . | T070 | 0.12 | 23.9598
DK_CA_Aarhus | . | S50 | . | T071 | 0.12 | 23.9598
DK_CA_Aarhus | . | S50 | . | T072 | 0.12 | 23.9598
DK_CA_Aarhus | . | S50 | . | T073 | 0.19 | 37.9364
DK_CA_Aarhus | . | S50 | . | T074 | 0.19 | 37.9364
DK_CA_Aarhus | . | S50 | . | T075 | 0.19 | 37.9364
DK_CA_Aarhus | . | S50 | . | T076 | 0.19 | 37.9364
DK_CA_Aarhus | . | S50 | . | T077 | 0.19 | 37.9364
DK_CA_Aarhus | . | S50 | . | T078 | 0.3 | 59.8996
DK_CA_Aarhus | . | S50 | . | T079 | 0.3 | 59.8996
DK_CA_Aarhus | . | S50 | . | T080 | 0.3 | 59.8996
DK_CA_Aarhus | . | S50 | . | T081 | 0.3 | 59.8996
DK_CA_Aarhus | . | S50 | . | T082 | 0.3 | 59.8996
DK_CA_Aarhus | . | S50 | . | T083 | 0.3 | 59.8996
DK_CA_Aarhus | . | S50 | . | T084 | 0.3 | 59.8996
DK_CA_Aarhus | . | S50 | . | T085 | 0.3 | 59.8996
DK_CA_Aarhus | . | S50 | . | T086 | 0.3 | 59.8996
DK_CA_Aarhus | . | S50 | . | T087 | 0.19 | 37.9364
DK_CA_Aarhus | . | S50 | . | T088 | 0.19 | 37.9364
DK_CA_Aarhus | . | S50 | . | T089 | 0.12 | 23.9598
DK_CA_Aarhus | . | S50 | . | T090 | 0.12 | 23.9598
DK_CA_Aarhus | . | S50 | . | T091 | 0.12 | 23.9598
DK_CA_Aarhus | . | S50 | . | T092 | 0.12 | 23.9598
DK_CA_Aarhus | . | S50 | . | T093 | 0.12 | 23.9598
DK_CA_Aarhus | . | S50 | . | T094 | 0.12 | 23.9598
DK_CA_Aarhus | . | S50 | . | T095 | 0.12 | 23.9598
DK_CA_Aarhus | . | S50 | . | T096 | 0.12 | 23.9598
DK_CA_Aarhus | . | S50 | . | T097 | 0.06 | 11.9799
DK_CA_Aarhus | . | S50 | . | T098 | 0.06 | 11.9799
DK_CA_Aarhus | . | S50 | . | T099 | 0.06 | 11.9799
DK_CA_Aarhus | . | S50 | . | T100 | 0.06 | 11.9799
DK_CA_Aarhus | . | S50 | . | T101 | 0.06 | 11.9799
DK_CA_Aarhus | . | S50 | . | T102 | 0.06 | 11.9799
DK_CA_Aarhus | . | S50 | . | T103 | 0.06 | 11.9799
DK_CA_Aarhus | . | S50 | . | T104 | 0.19 | 37.9364
DK_CA_Aarhus | . | S50 | . | T105 | 0.19 | 37.9364
DK_CA_Aarhus | . | S50 | . | T106 | 0.12 | 23.9598
DK_CA_Aarhus | . | S50 | . | T107 | 0.12 | 23.9598
DK_CA_Aarhus | . | S50 | . | T108 | 0.12 | 23.9598
DK_CA_Aarhus | . | S50 | . | T109 | 0.12 | 23.9598
DK_CA_Aarhus | . | S50 | . | T110 | 0.12 | 23.9598
DK_CA_Aarhus | . | S50 | . | T111 | 0.12 | 23.9598
DK_CA_Aarhus | . | S50 | . | T112 | 0.12 | 23.9598
DK_CA_Aarhus | . | S50 | . | T113 | 0.12 | 23.9598
DK_CA_Aarhus | . | S50 | . | T114 | 0.12 | 23.9598
DK_CA_Aarhus | . | S50 | . | T115 | 0.12 | 23.9598
DK_CA_Aarhus | . | S50 | . | T116 | 0.12 | 23.9598
DK_CA_Aarhus | . | S50 | . | T117 | 0.12 | 23.9598
DK_CA_Aarhus | . | S50 | . | T118 | 0.19 | 37.9364
DK_CA_Aarhus | . | S50 | . | T119 | 0.19 | 37.9364
DK_CA_Aarhus | . | S50 | . | T120 | 0.12 | 23.9598
DK_CA_Aarhus | . | S50 | . | T121 | 0.06 | 11.9799
DK_CA_Aarhus | . | S50 | . | T122 | 0.03 | 5.99
DK_CA_Aarhus | . | S50 | . | T123 | 0.03 | 5.99
DK_CA_Aarhus | . | S50 | . | T124 | 0 | 0
DK_CA_Aarhus | . | S50 | . | T125 | 0 | 0
DK_CA_Aarhus | . | S50 | . | T126 | 0 | 0
DK_CA_Aarhus | . | S50 | . | T127 | 0 | 0
DK_CA_Aarhus | . | S50 | . | T128 | 0 | 0
DK_CA_Aarhus | . | S50 | . | T129 | 0 | 0
DK_CA_Aarhus | . | S50 | . | T130 | 0 | 0
DK_CA_Aarhus | . | S50 | . | T131 | 0 | 0
DK_CA_Aarhus | . | S50 | . | T132 | 0.03 | 5.99
DK_CA_Aarhus | . | S50 | . | T133 | 0.03 | 5.99
DK_CA_Aarhus | . | S50 | . | T134 | 0.06 | 11.9799
DK_CA_Aarhus | . | S50 | . | T135 | 0.06 | 11.9799
DK_CA_Aarhus | . | S50 | . | T136 | 0.12 | 23.9598
DK_CA_Aarhus | . | S50 | . | T137 | 0.19 | 37.9364
DK_CA_Aarhus | . | S50 | . | T138 | 0.3 | 59.8996
DK_CA_Aarhus | . | S50 | . | T139 | 0.42 | 83.8595
DK_CA_Aarhus | . | S50 | . | T140 | 0.42 | 83.8595
DK_CA_Aarhus | . | S50 | . | T141 | 0.3 | 59.8996
DK_CA_Aarhus | . | S50 | . | T142 | 0.3 | 59.8996
DK_CA_Aarhus | . | S50 | . | T143 | 0.3 | 59.8996
DK_CA_Aarhus | . | S50 | . | T144 | 0.3 | 59.8996
DK_CA_Aarhus | . | S50 | . | T145 | 0.3 | 59.8996
DK_CA_Aarhus | . | S50 | . | T146 | 0.3 | 59.8996
DK_CA_Aarhus | . | S50 | . | T147 | 0.3 | 59.8996
DK_CA_Aarhus | . | S50 | . | T148 | 0.3 | 59.8996
DK_CA_Aarhus | . | S50 | . | T149 | 0.19 | 37.9364
DK_CA_Aarhus | . | S50 | . | T150 | 0.19 | 37.9364
DK_CA_Aarhus | . | S50 | . | T151 | 0.12 | 23.9598
DK_CA_Aarhus | . | S50 | . | T152 | 0.3 | 59.8996
DK_CA_Aarhus | . | S50 | . | T153 | 0.19 | 37.9364
DK_CA_Aarhus | . | S50 | . | T154 | 0.19 | 37.9364
DK_CA_Aarhus | . | S50 | . | T155 | 0.19 | 37.9364
DK_CA_Aarhus | . | S50 | . | T156 | 0.12 | 23.9598
DK_CA_Aarhus | . | S50 | . | T157 | 0.12 | 23.9598
DK_CA_Aarhus | . | S50 | . | T158 | 0.19 | 37.9364
DK_CA_Aarhus | . | S50 | . | T159 | 0.19 | 37.9364
DK_CA_Aarhus | . | S50 | . | T160 | 0.19 | 37.9364
DK_CA_Aarhus | . | S50 | . | T161 | 0.19 | 37.9364
DK_CA_Aarhus | . | S50 | . | T162 | 0.19 | 37.9364
DK_CA_Aarhus | . | S50 | . | T163 | 0.19 | 37.9364
DK_CA_Aarhus | . | S50 | . | T164 | 0.12 | 23.9598
DK_CA_Aarhus | . | S50 | . | T165 | 0.12 | 23.9598
DK_CA_Aarhus | . | S50 | . | T166 | 0.12 | 23.9598
DK_CA_Aarhus | . | S50 | . | T167 | 0.06 | 11.9799
DK_CA_Aarhus | . | S50 | . | T168 | 0.06 | 11.9799
DK_CA_Aarhus | . | S51 | . | T001 | 0.06 | 11.9799
DK_CA_Aarhus | . | S51 | . | T002 | 0.06 | 11.9799
DK_CA_Aarhus | . | S51 | . | T003 | 0.06 | 11.9799
DK_CA_Aarhus | . | S51 | . | T004 | 0.06 | 11.9799
DK_CA_Aarhus | . | S51 | . | T005 | 0.06 | 11.9799
DK_CA_Aarhus | . | S51 | . | T006 | 0.06 | 11.9799
DK_CA_Aarhus | . | S51 | . | T007 | 0.03 | 5.99
DK_CA_Aarhus | . | S51 | . | T008 | 0.06 | 11.9799
DK_CA_Aarhus | . | S51 | . | T009 | 0.06 | 11.9799
DK_CA_Aarhus | . | S51 | . | T010 | 0.12 | 23.9598
DK_CA_Aarhus | . | S51 | . | T011 | 0.06 | 11.9799
DK_CA_Aarhus | . | S51 | . | T012 | 0.12 | 23.9598
DK_CA_Aarhus | . | S51 | . | T013 | 0.19 | 37.9364
DK_CA_Aarhus | . | S51 | . | T014 | 0.42 | 83.8595
DK_CA_Aarhus | . | S51 | . | T015 | 0.57 | 113.8093
DK_CA_Aarhus | . | S51 | . | T016 | 0.57 | 113.8093
DK_CA_Aarhus | . | S51 | . | T017 | 0.57 | 113.8093
DK_CA_Aarhus | . | S51 | . | T018 | 0.57 | 113.8093
DK_CA_Aarhus | . | S51 | . | T019 | 0.57 | 113.8093
DK_CA_Aarhus | . | S51 | . | T020 | 0.42 | 83.8595
DK_CA_Aarhus | . | S51 | . | T021 | 0.42 | 83.8595
DK_CA_Aarhus | . | S51 | . | T022 | 0.42 | 83.8595
DK_CA_Aarhus | . | S51 | . | T023 | 0.3 | 59.8996
DK_CA_Aarhus | . | S51 | . | T024 | 0.3 | 59.8996
DK_CA_Aarhus | . | S51 | . | T025 | 0.19 | 37.9364
DK_CA_Aarhus | . | S51 | . | T026 | 0.19 | 37.9364
DK_CA_Aarhus | . | S51 | . | T027 | 0.3 | 59.8996
DK_CA_Aarhus | . | S51 | . | T028 | 0.3 | 59.8996
DK_CA_Aarhus | . | S51 | . | T029 | 0.3 | 59.8996
DK_CA_Aarhus | . | S51 | . | T030 | 0.3 | 59.8996
DK_CA_Aarhus | . | S51 | . | T031 | 0.42 | 83.8595
DK_CA_Aarhus | . | S51 | . | T032 | 0.42 | 83.8595
DK_CA_Aarhus | . | S51 | . | T033 | 0.42 | 83.8595
DK_CA_Aarhus | . | S51 | . | T034 | 0.42 | 83.8595
DK_CA_Aarhus | . | S51 | . | T035 | 0.42 | 83.8595
DK_CA_Aarhus | . | S51 | . | T036 | 0.3 | 59.8996
DK_CA_Aarhus | . | S51 | . | T037 | 0.3 | 59.8996
DK_CA_Aarhus | . | S51 | . | T038 | 0.19 | 37.9364
DK_CA_Aarhus | . | S51 | . | T039 | 0.19 | 37.9364
DK_CA_Aarhus | . | S51 | . | T040 | 0.19 | 37.9364
DK_CA_Aarhus | . | S51 | . | T041 | 0.19 | 37.9364
DK_CA_Aarhus | . | S51 | . | T042 | 0.19 | 37.9364
DK_CA_Aarhus | . | S51 | . | T043 | 0.19 | 37.9364
DK_CA_Aarhus | . | S51 | . | T044 | 0.12 | 23.9598
DK_CA_Aarhus | . | S51 | . | T045 | 0.12 | 23.9598
DK_CA_Aarhus | . | S51 | . | T046 | 0.06 | 11.9799
DK_CA_Aarhus | . | S51 | . | T047 | 0.06 | 11.9799
DK_CA_Aarhus | . | S51 | . | T048 | 0.12 | 23.9598
DK_CA_Aarhus | . | S51 | . | T049 | 0.19 | 37.9364
DK_CA_Aarhus | . | S51 | . | T050 | 0.3 | 59.8996
DK_CA_Aarhus | . | S51 | . | T051 | 0.3 | 59.8996
DK_CA_Aarhus | . | S51 | . | T052 | 0.42 | 83.8595
DK_CA_Aarhus | . | S51 | . | T053 | 0.57 | 113.8093
DK_CA_Aarhus | . | S51 | . | T054 | 0.57 | 113.8093
DK_CA_Aarhus | . | S51 | . | T055 | 0.57 | 113.8093
DK_CA_Aarhus | . | S51 | . | T056 | 0.57 | 113.8093
DK_CA_Aarhus | . | S51 | . | T057 | 0.72 | 143.7591
DK_CA_Aarhus | . | S51 | . | T058 | 0.85 | 169.7156
DK_CA_Aarhus | . | S51 | . | T059 | 0.85 | 169.7156
DK_CA_Aarhus | . | S51 | . | T060 | 0.85 | 169.7156
DK_CA_Aarhus | . | S51 | . | T061 | 0.85 | 169.7156
DK_CA_Aarhus | . | S51 | . | T062 | 0.85 | 169.7156
DK_CA_Aarhus | . | S51 | . | T063 | 0.85 | 169.7156
DK_CA_Aarhus | . | S51 | . | T064 | 0.85 | 169.7156
DK_CA_Aarhus | . | S51 | . | T065 | 0.85 | 169.7156
DK_CA_Aarhus | . | S51 | . | T066 | 0.85 | 169.7156
DK_CA_Aarhus | . | S51 | . | T067 | 0.85 | 169.7156
DK_CA_Aarhus | . | S51 | . | T068 | 0.85 | 169.7156
DK_CA_Aarhus | . | S51 | . | T069 | 0.85 | 169.7156
DK_CA_Aarhus | . | S51 | . | T070 | 0.95 | 189.6821
DK_CA_Aarhus | . | S51 | . | T071 | 0.95 | 189.6821
DK_CA_Aarhus | . | S51 | . | T072 | 0.99 | 197.6688
DK_CA_Aarhus | . | S51 | . | T073 | 1 | 199.6654
DK_CA_Aarhus | . | S51 | . | T074 | 1 | 199.6654
DK_CA_Aarhus | . | S51 | . | T075 | 1 | 199.6654
DK_CA_Aarhus | . | S51 | . | T076 | 1 | 199.6654
DK_CA_Aarhus | . | S51 | . | T077 | 1 | 199.6654
DK_CA_Aarhus | . | S51 | . | T078 | 1 | 199.6654
DK_CA_Aarhus | . | S51 | . | T079 | 1 | 199.6654
DK_CA_Aarhus | . | S51 | . | T080 | 1 | 199.6654
DK_CA_Aarhus | . | S51 | . | T081 | 1 | 199.6654
DK_CA_Aarhus | . | S51 | . | T082 | 1 | 199.6654
DK_CA_Aarhus | . | S51 | . | T083 | 1 | 199.6654
DK_CA_Aarhus | . | S51 | . | T084 | 1 | 199.6654
DK_CA_Aarhus | . | S51 | . | T085 | 1 | 199.6654
DK_CA_Aarhus | . | S51 | . | T086 | 1 | 199.6654
DK_CA_Aarhus | . | S51 | . | T087 | 1 | 199.6654
DK_CA_Aarhus | . | S51 | . | T088 | 1 | 199.6654
DK_CA_Aarhus | . | S51 | . | T089 | 1 | 199.6654
DK_CA_Aarhus | . | S51 | . | T090 | 0.99 | 197.6688
DK_CA_Aarhus | . | S51 | . | T091 | 0.95 | 189.6821
DK_CA_Aarhus | . | S51 | . | T092 | 0.99 | 197.6688
DK_CA_Aarhus | . | S51 | . | T093 | 1 | 199.6654
DK_CA_Aarhus | . | S51 | . | T094 | 0.99 | 197.6688
DK_CA_Aarhus | . | S51 | . | T095 | 0.99 | 197.6688
DK_CA_Aarhus | . | S51 | . | T096 | 0.99 | 197.6688
DK_CA_Aarhus | . | S51 | . | T097 | 0.99 | 197.6688
DK_CA_Aarhus | . | S51 | . | T098 | 0.99 | 197.6688
DK_CA_Aarhus | . | S51 | . | T099 | 0.99 | 197.6688
DK_CA_Aarhus | . | S51 | . | T100 | 0.95 | 189.6821
DK_CA_Aarhus | . | S51 | . | T101 | 0.95 | 189.6821
DK_CA_Aarhus | . | S51 | . | T102 | 0.85 | 169.7156
DK_CA_Aarhus | . | S51 | . | T103 | 0.85 | 169.7156
DK_CA_Aarhus | . | S51 | . | T104 | 0.57 | 113.8093
DK_CA_Aarhus | . | S51 | . | T105 | 0.3 | 59.8996
DK_CA_Aarhus | . | S51 | . | T106 | 0.19 | 37.9364
DK_CA_Aarhus | . | S51 | . | T107 | 0.3 | 59.8996
DK_CA_Aarhus | . | S51 | . | T108 | 0.42 | 83.8595
DK_CA_Aarhus | . | S51 | . | T109 | 0.72 | 143.7591
DK_CA_Aarhus | . | S51 | . | T110 | 0.95 | 189.6821
DK_CA_Aarhus | . | S51 | . | T111 | 0.99 | 197.6688
DK_CA_Aarhus | . | S51 | . | T112 | 1 | 199.6654
DK_CA_Aarhus | . | S51 | . | T113 | 1 | 199.6654
DK_CA_Aarhus | . | S51 | . | T114 | 1 | 199.6654
DK_CA_Aarhus | . | S51 | . | T115 | 1 | 199.6654
DK_CA_Aarhus | . | S51 | . | T116 | 1 | 199.6654
DK_CA_Aarhus | . | S51 | . | T117 | 1 | 199.6654
DK_CA_Aarhus | . | S51 | . | T118 | 1 | 199.6654
DK_CA_Aarhus | . | S51 | . | T119 | 1 | 199.6654
DK_CA_Aarhus | . | S51 | . | T120 | 1 | 199.6654
DK_CA_Aarhus | . | S51 | . | T121 | 1 | 199.6654
DK_CA_Aarhus | . | S51 | . | T122 | 1 | 199.6654
DK_CA_Aarhus | . | S51 | . | T123 | 1 | 199.6654
DK_CA_Aarhus | . | S51 | . | T124 | 1 | 199.6654
DK_CA_Aarhus | . | S51 | . | T125 | 1 | 199.6654
DK_CA_Aarhus | . | S51 | . | T126 | 1 | 199.6654
DK_CA_Aarhus | . | S51 | . | T127 | 1 | 199.6654
DK_CA_Aarhus | . | S51 | . | T128 | 0.99 | 197.6688
DK_CA_Aarhus | . | S51 | . | T129 | 1 | 199.6654
DK_CA_Aarhus | . | S51 | . | T130 | 1 | 199.6654
DK_CA_Aarhus | . | S51 | . | T131 | 1 | 199.6654
DK_CA_Aarhus | . | S51 | . | T132 | 1 | 199.6654
DK_CA_Aarhus | . | S51 | . | T133 | 1 | 199.6654
DK_CA_Aarhus | . | S51 | . | T134 | 1 | 199.6654
DK_CA_Aarhus | . | S51 | . | T135 | 0.99 | 197.6688
DK_CA_Aarhus | . | S51 | . | T136 | 0.85 | 169.7156
DK_CA_Aarhus | . | S51 | . | T137 | 0.57 | 113.8093
DK_CA_Aarhus | . | S51 | . | T138 | 0.42 | 83.8595
DK_CA_Aarhus | . | S51 | . | T139 | 0.19 | 37.9364
DK_CA_Aarhus | . | S51 | . | T140 | 0.19 | 37.9364
DK_CA_Aarhus | . | S51 | . | T141 | 0.12 | 23.9598
DK_CA_Aarhus | . | S51 | . | T142 | 0.12 | 23.9598
DK_CA_Aarhus | . | S51 | . | T143 | 0.06 | 11.9799
DK_CA_Aarhus | . | S51 | . | T144 | 0.03 | 5.99
DK_CA_Aarhus | . | S51 | . | T145 | 0.03 | 5.99
DK_CA_Aarhus | . | S51 | . | T146 | 0.03 | 5.99
DK_CA_Aarhus | . | S51 | . | T147 | 0.03 | 5.99
DK_CA_Aarhus | . | S51 | . | T148 | 0.06 | 11.9799
DK_CA_Aarhus | . | S51 | . | T149 | 0.06 | 11.9799
DK_CA_Aarhus | . | S51 | . | T150 | 0.12 | 23.9598
DK_CA_Aarhus | . | S51 | . | T151 | 0.12 | 23.9598
DK_CA_Aarhus | . | S51 | . | T152 | 0.12 | 23.9598
DK_CA_Aarhus | . | S51 | . | T153 | 0.12 | 23.9598
DK_CA_Aarhus | . | S51 | . | T154 | 0.12 | 23.9598
DK_CA_Aarhus | . | S51 | . | T155 | 0.12 | 23.9598
DK_CA_Aarhus | . | S51 | . | T156 | 0.12 | 23.9598
DK_CA_Aarhus | . | S51 | . | T157 | 0.06 | 11.9799
DK_CA_Aarhus | . | S51 | . | T158 | 0.06 | 11.9799
DK_CA_Aarhus | . | S51 | . | T159 | 0.03 | 5.99
DK_CA_Aarhus | . | S51 | . | T160 | 0 | 0
DK_CA_Aarhus | . | S51 | . | T161 | 0 | 0
DK_CA_Aarhus | . | S51 | . | T162 | 0.06 | 11.9799
DK_CA_Aarhus | . | S51 | . | T163 | 0.19 | 37.9364
DK_CA_Aarhus | . | S51 | . | T164 | 0.3 | 59.8996
DK_CA_Aarhus | . | S51 | . | T165 | 0.72 | 143.7591
DK_CA_Aarhus | . | S51 | . | T166 | 0.72 | 143.7591
DK_CA_Aarhus | . | S51 | . | T167 | 0.42 | 83.8595
DK_CA_Aarhus | . | S51 | . | T168 | 0.3 | 59.8996
DK_CA_Aarhus | . | S52 | . | T001 | 0.19 | 37.9364
DK_CA_Aarhus | . | S52 | . | T002 | 0.12 | 23.9598
DK_CA_Aarhus | . | S52 | . | T003 | 0.19 | 37.9364
DK_CA_Aarhus | . | S52 | . | T004 | 0.3 | 59.8996
DK_CA_Aarhus | . | S52 | . | T005 | 0.42 | 83.8595
DK_CA_Aarhus | . | S52 | . | T006 | 0.72 | 143.7591
DK_CA_Aarhus | . | S52 | . | T007 | 0.85 | 169.7156
DK_CA_Aarhus | . | S52 | . | T008 | 0.95 | 189.6821
DK_CA_Aarhus | . | S52 | . | T009 | 0.99 | 197.6688
DK_CA_Aarhus | . | S52 | . | T010 | 0.99 | 197.6688
DK_CA_Aarhus | . | S52 | . | T011 | 1 | 199.6654
DK_CA_Aarhus | . | S52 | . | T012 | 1 | 199.6654
DK_CA_Aarhus | . | S52 | . | T013 | 1 | 199.6654
DK_CA_Aarhus | . | S52 | . | T014 | 1 | 199.6654
DK_CA_Aarhus | . | S52 | . | T015 | 1 | 199.6654
DK_CA_Aarhus | . | S52 | . | T016 | 1 | 199.6654
DK_CA_Aarhus | . | S52 | . | T017 | 1 | 199.6654
DK_CA_Aarhus | . | S52 | . | T018 | 1 | 199.6654
DK_CA_Aarhus | . | S52 | . | T019 | 1 | 199.6654
DK_CA_Aarhus | . | S52 | . | T020 | 1 | 199.6654
DK_CA_Aarhus | . | S52 | . | T021 | 1 | 199.6654
DK_CA_Aarhus | . | S52 | . | T022 | 1 | 199.6654
DK_CA_Aarhus | . | S52 | . | T023 | 1 | 199.6654
DK_CA_Aarhus | . | S52 | . | T024 | 0.99 | 197.6688
DK_CA_Aarhus | . | S52 | . | T025 | 0.95 | 189.6821
DK_CA_Aarhus | . | S52 | . | T026 | 0.85 | 169.7156
DK_CA_Aarhus | . | S52 | . | T027 | 0.85 | 169.7156
DK_CA_Aarhus | . | S52 | . | T028 | 0.85 | 169.7156
DK_CA_Aarhus | . | S52 | . | T029 | 0.72 | 143.7591
DK_CA_Aarhus | . | S52 | . | T030 | 0.72 | 143.7591
DK_CA_Aarhus | . | S52 | . | T031 | 0.85 | 169.7156
DK_CA_Aarhus | . | S52 | . | T032 | 0.85 | 169.7156
DK_CA_Aarhus | . | S52 | . | T033 | 0.85 | 169.7156
DK_CA_Aarhus | . | S52 | . | T034 | 0.85 | 169.7156
DK_CA_Aarhus | . | S52 | . | T035 | 0.85 | 169.7156
DK_CA_Aarhus | . | S52 | . | T036 | 0.85 | 169.7156
DK_CA_Aarhus | . | S52 | . | T037 | 0.85 | 169.7156
DK_CA_Aarhus | . | S52 | . | T038 | 0.72 | 143.7591
DK_CA_Aarhus | . | S52 | . | T039 | 0.72 | 143.7591
DK_CA_Aarhus | . | S52 | . | T040 | 0.72 | 143.7591
DK_CA_Aarhus | . | S52 | . | T041 | 0.85 | 169.7156
DK_CA_Aarhus | . | S52 | . | T042 | 0.95 | 189.6821
DK_CA_Aarhus | . | S52 | . | T043 | 1 | 199.6654
DK_CA_Aarhus | . | S52 | . | T044 | 1 | 199.6654
DK_CA_Aarhus | . | S52 | . | T045 | 1 | 199.6654
DK_CA_Aarhus | . | S52 | . | T046 | 1 | 199.6654
DK_CA_Aarhus | . | S52 | . | T047 | 1 | 199.6654
DK_CA_Aarhus | . | S52 | . | T048 | 1 | 199.6654
DK_CA_Aarhus | . | S52 | . | T049 | 0.95 | 189.6821
DK_CA_Aarhus | . | S52 | . | T050 | 0.95 | 189.6821
DK_CA_Aarhus | . | S52 | . | T051 | 0.99 | 197.6688
DK_CA_Aarhus | . | S52 | . | T052 | 0.99 | 197.6688
DK_CA_Aarhus | . | S52 | . | T053 | 0.99 | 197.6688
DK_CA_Aarhus | . | S52 | . | T054 | 0.99 | 197.6688
DK_CA_Aarhus | . | S52 | . | T055 | 1 | 199.6654
DK_CA_Aarhus | . | S52 | . | T056 | 1 | 199.6654
DK_CA_Aarhus | . | S52 | . | T057 | 0.99 | 197.6688
DK_CA_Aarhus | . | S52 | . | T058 | 0.95 | 189.6821
DK_CA_Aarhus | . | S52 | . | T059 | 0.72 | 143.7591
DK_CA_Aarhus | . | S52 | . | T060 | 0.72 | 143.7591
DK_CA_Aarhus | . | S52 | . | T061 | 0.72 | 143.7591
DK_CA_Aarhus | . | S52 | . | T062 | 0.85 | 169.7156
DK_CA_Aarhus | . | S52 | . | T063 | 0.85 | 169.7156
DK_CA_Aarhus | . | S52 | . | T064 | 0.95 | 189.6821
DK_CA_Aarhus | . | S52 | . | T065 | 0.99 | 197.6688
DK_CA_Aarhus | . | S52 | . | T066 | 0.99 | 197.6688
DK_CA_Aarhus | . | S52 | . | T067 | 0.99 | 197.6688
DK_CA_Aarhus | . | S52 | . | T068 | 0.99 | 197.6688
DK_CA_Aarhus | . | S52 | . | T069 | 0.99 | 197.6688
DK_CA_Aarhus | . | S52 | . | T070 | 0.95 | 189.6821
DK_CA_Aarhus | . | S52 | . | T071 | 0.95 | 189.6821
DK_CA_Aarhus | . | S52 | . | T072 | 0.95 | 189.6821
DK_CA_Aarhus | . | S52 | . | T073 | 0.85 | 169.7156
DK_CA_Aarhus | . | S52 | . | T074 | 0.85 | 169.7156
DK_CA_Aarhus | . | S52 | . | T075 | 0.85 | 169.7156
DK_CA_Aarhus | . | S52 | . | T076 | 0.85 | 169.7156
DK_CA_Aarhus | . | S52 | . | T077 | 0.99 | 197.6688
DK_CA_Aarhus | . | S52 | . | T078 | 1 | 199.6654
DK_CA_Aarhus | . | S52 | . | T079 | 1 | 199.6654
DK_CA_Aarhus | . | S52 | . | T080 | 1 | 199.6654
DK_CA_Aarhus | . | S52 | . | T081 | 1 | 199.6654
DK_CA_Aarhus | . | S52 | . | T082 | 1 | 199.6654
DK_CA_Aarhus | . | S52 | . | T083 | 1 | 199.6654
DK_CA_Aarhus | . | S52 | . | T084 | 1 | 199.6654
DK_CA_Aarhus | . | S52 | . | T085 | 1 | 199.6654
DK_CA_Aarhus | . | S52 | . | T086 | 1 | 199.6654
DK_CA_Aarhus | . | S52 | . | T087 | 1 | 199.6654
DK_CA_Aarhus | . | S52 | . | T088 | 1 | 199.6654
DK_CA_Aarhus | . | S52 | . | T089 | 1 | 199.6654
DK_CA_Aarhus | . | S52 | . | T090 | 1 | 199.6654
DK_CA_Aarhus | . | S52 | . | T091 | 1 | 199.6654
DK_CA_Aarhus | . | S52 | . | T092 | 0.99 | 197.6688
DK_CA_Aarhus | . | S52 | . | T093 | 0.95 | 189.6821
DK_CA_Aarhus | . | S52 | . | T094 | 0.85 | 169.7156
DK_CA_Aarhus | . | S52 | . | T095 | 0.85 | 169.7156
DK_CA_Aarhus | . | S52 | . | T096 | 0.72 | 143.7591
DK_CA_Aarhus | . | S52 | . | T097 | 0.72 | 143.7591
DK_CA_Aarhus | . | S52 | . | T098 | 0.57 | 113.8093
DK_CA_Aarhus | . | S52 | . | T099 | 0.42 | 83.8595
DK_CA_Aarhus | . | S52 | . | T100 | 0.19 | 37.9364
DK_CA_Aarhus | . | S52 | . | T101 | 0.06 | 11.9799
DK_CA_Aarhus | . | S52 | . | T102 | 0.06 | 11.9799
DK_CA_Aarhus | . | S52 | . | T103 | 0.12 | 23.9598
DK_CA_Aarhus | . | S52 | . | T104 | 0.19 | 37.9364
DK_CA_Aarhus | . | S52 | . | T105 | 0.19 | 37.9364
DK_CA_Aarhus | . | S52 | . | T106 | 0.12 | 23.9598
DK_CA_Aarhus | . | S52 | . | T107 | 0.03 | 5.99
DK_CA_Aarhus | . | S52 | . | T108 | 0 | 0
DK_CA_Aarhus | . | S52 | . | T109 | 0.03 | 5.99
DK_CA_Aarhus | . | S52 | . | T110 | 0.19 | 37.9364
DK_CA_Aarhus | . | S52 | . | T111 | 0.3 | 59.8996
DK_CA_Aarhus | . | S52 | . | T112 | 0.3 | 59.8996
DK_CA_Aarhus | . | S52 | . | T113 | 0.3 | 59.8996
DK_CA_Aarhus | . | S52 | . | T114 | 0.57 | 113.8093
DK_CA_Aarhus | . | S52 | . | T115 | 0.42 | 83.8595
DK_CA_Aarhus | . | S52 | . | T116 | 0.42 | 83.8595
DK_CA_Aarhus | . | S52 | . | T117 | 0.3 | 59.8996
DK_CA_Aarhus | . | S52 | . | T118 | 0.19 | 37.9364
DK_CA_Aarhus | . | S52 | . | T119 | 0.12 | 23.9598
DK_CA_Aarhus | . | S52 | . | T120 | 0.03 | 5.99
DK_CA_Aarhus | . | S52 | . | T121 | 0.03 | 5.99
DK_CA_Aarhus | . | S52 | . | T122 | 0.06 | 11.9799
DK_CA_Aarhus | . | S52 | . | T123 | 0.19 | 37.9364
DK_CA_Aarhus | . | S52 | . | T124 | 0.42 | 83.8595
DK_CA_Aarhus | . | S52 | . | T125 | 0.85 | 169.7156
DK_CA_Aarhus | . | S52 | . | T126 | 0.99 | 197.6688
DK_CA_Aarhus | . | S52 | . | T127 | 1 | 199.6654
DK_CA_Aarhus | . | S52 | . | T128 | 1 | 199.6654
DK_CA_Aarhus | . | S52 | . | T129 | 1 | 199.6654
DK_CA_Aarhus | . | S52 | . | T130 | 0.72 | 143.7591
DK_CA_Aarhus | . | S52 | . | T131 | 0.57 | 113.8093
DK_CA_Aarhus | . | S52 | . | T132 | 0.57 | 113.8093
DK_CA_Aarhus | . | S52 | . | T133 | 0.57 | 113.8093
DK_CA_Aarhus | . | S52 | . | T134 | 0.57 | 113.8093
DK_CA_Aarhus | . | S52 | . | T135 | 0.57 | 113.8093
DK_CA_Aarhus | . | S52 | . | T136 | 0.3 | 59.8996
DK_CA_Aarhus | . | S52 | . | T137 | 0.19 | 37.9364
DK_CA_Aarhus | . | S52 | . | T138 | 0.42 | 83.8595
DK_CA_Aarhus | . | S52 | . | T139 | 0.99 | 197.6688
DK_CA_Aarhus | . | S52 | . | T140 | 1 | 199.6654
DK_CA_Aarhus | . | S52 | . | T141 | 1 | 199.6654
DK_CA_Aarhus | . | S52 | . | T142 | 0.99 | 197.6688
DK_CA_Aarhus | . | S52 | . | T143 | 0.72 | 143.7591
DK_CA_Aarhus | . | S52 | . | T144 | 0.42 | 83.8595
DK_CA_Aarhus | . | S52 | . | T145 | 0.42 | 83.8595
DK_CA_Aarhus | . | S52 | . | T146 | 0.85 | 169.7156
DK_CA_Aarhus | . | S52 | . | T147 | 0.99 | 197.6688
DK_CA_Aarhus | . | S52 | . | T148 | 1 | 199.6654
DK_CA_Aarhus | . | S52 | . | T149 | 0.95 | 189.6821
DK_CA_Aarhus | . | S52 | . | T150 | 0.85 | 169.7156
DK_CA_Aarhus | . | S52 | . | T151 | 0.72 | 143.7591
DK_CA_Aarhus | . | S52 | . | T152 | 0.19 | 37.9364
DK_CA_Aarhus | . | S52 | . | T153 | 0.12 | 23.9598
DK_CA_Aarhus | . | S52 | . | T154 | 0.12 | 23.9598
DK_CA_Aarhus | . | S52 | . | T155 | 0.12 | 23.9598
DK_CA_Aarhus | . | S52 | . | T156 | 0.06 | 11.9799
DK_CA_Aarhus | . | S52 | . | T157 | 0.06 | 11.9799
DK_CA_Aarhus | . | S52 | . | T158 | 0.06 | 11.9799
DK_CA_Aarhus | . | S52 | . | T159 | 0.03 | 5.99
DK_CA_Aarhus | . | S52 | . | T160 | 0 | 0
DK_CA_Aarhus | . | S52 | . | T161 | 0 | 0
DK_CA_Aarhus | . | S52 | . | T162 | 0 | 0
DK_CA_Aarhus | . | S52 | . | T163 | 0 | 0
DK_CA_Aarhus | . | S52 | . | T164 | 0.03 | 5.99
DK_CA_Aarhus | . | S52 | . | T165 | 0.06 | 11.9799
DK_CA_Aarhus | . | S52 | . | T166 | 0.12 | 23.9598
DK_CA_Aarhus | . | S52 | . | T167 | 0.19 | 37.9364
DK_CA_Aarhus | . | S52 | . | T168 | 0.3 | 59.8996

## DK_CA_Aab
area |  | season |  | time | var_factor | Production, [MWh] | Total, annual, [MWh]
DK_CA_Aab | . | S01 | . | T001 | 1 | 948.6638 | 4154730.0864
DK_CA_Aab | . | S01 | . | T002 | 1 | 948.6638 |  | 2012 | MW | IHOURS | 1.0027
DK_CA_Aab | . | S01 | . | T003 | 1 | 948.6638 |  | Wind installed | 2167 | IWIND_SUMST | 4391.5918
DK_CA_Aab | . | S01 | . | T004 | 1 | 948.6638 |  | FLH | 1922.54
DK_CA_Aab | . | S01 | . | T005 | 1 | 948.6638
DK_CA_Aab | . | S01 | . | T006 | 1 | 948.6638
DK_CA_Aab | . | S01 | . | T007 | 1 | 948.6638
DK_CA_Aab | . | S01 | . | T008 | 1 | 948.6638
DK_CA_Aab | . | S01 | . | T009 | 1 | 948.6638
DK_CA_Aab | . | S01 | . | T010 | 1 | 948.6638
DK_CA_Aab | . | S01 | . | T011 | 1 | 948.6638
DK_CA_Aab | . | S01 | . | T012 | 1 | 948.6638
DK_CA_Aab | . | S01 | . | T013 | 1 | 948.6638
DK_CA_Aab | . | S01 | . | T014 | 1 | 948.6638
DK_CA_Aab | . | S01 | . | T015 | 1 | 948.6638
DK_CA_Aab | . | S01 | . | T016 | 1 | 948.6638
DK_CA_Aab | . | S01 | . | T017 | 1 | 948.6638
DK_CA_Aab | . | S01 | . | T018 | 1 | 948.6638
DK_CA_Aab | . | S01 | . | T019 | 0.99 | 939.1772
DK_CA_Aab | . | S01 | . | T020 | 0.99 | 939.1772
DK_CA_Aab | . | S01 | . | T021 | 0.99 | 939.1772
DK_CA_Aab | . | S01 | . | T022 | 0.95 | 901.2306
DK_CA_Aab | . | S01 | . | T023 | 0.95 | 901.2306
DK_CA_Aab | . | S01 | . | T024 | 0.95 | 901.2306
DK_CA_Aab | . | S01 | . | T025 | 0.85 | 806.3642
DK_CA_Aab | . | S01 | . | T026 | 0.85 | 806.3642
DK_CA_Aab | . | S01 | . | T027 | 0.72 | 683.0379
DK_CA_Aab | . | S01 | . | T028 | 0.72 | 683.0379
DK_CA_Aab | . | S01 | . | T029 | 0.72 | 683.0379
DK_CA_Aab | . | S01 | . | T030 | 0.72 | 683.0379
DK_CA_Aab | . | S01 | . | T031 | 0.72 | 683.0379
DK_CA_Aab | . | S01 | . | T032 | 1 | 948.6638
DK_CA_Aab | . | S01 | . | T033 | 1 | 948.6638
DK_CA_Aab | . | S01 | . | T034 | 1 | 948.6638
DK_CA_Aab | . | S01 | . | T035 | 1 | 948.6638
DK_CA_Aab | . | S01 | . | T036 | 1 | 948.6638
DK_CA_Aab | . | S01 | . | T037 | 1 | 948.6638
DK_CA_Aab | . | S01 | . | T038 | 1 | 948.6638
DK_CA_Aab | . | S01 | . | T039 | 1 | 948.6638
DK_CA_Aab | . | S01 | . | T040 | 1 | 948.6638
DK_CA_Aab | . | S01 | . | T041 | 1 | 948.6638
DK_CA_Aab | . | S01 | . | T042 | 1 | 948.6638
DK_CA_Aab | . | S01 | . | T043 | 0.99 | 939.1772
DK_CA_Aab | . | S01 | . | T044 | 0.99 | 939.1772
DK_CA_Aab | . | S01 | . | T045 | 0.99 | 939.1772
DK_CA_Aab | . | S01 | . | T046 | 0.95 | 901.2306
DK_CA_Aab | . | S01 | . | T047 | 0.95 | 901.2306
DK_CA_Aab | . | S01 | . | T048 | 0.95 | 901.2306
DK_CA_Aab | . | S01 | . | T049 | 0.85 | 806.3642
DK_CA_Aab | . | S01 | . | T050 | 0.85 | 806.3642
DK_CA_Aab | . | S01 | . | T051 | 0.85 | 806.3642
DK_CA_Aab | . | S01 | . | T052 | 0.72 | 683.0379
DK_CA_Aab | . | S01 | . | T053 | 0.72 | 683.0379
DK_CA_Aab | . | S01 | . | T054 | 0.72 | 683.0379
DK_CA_Aab | . | S01 | . | T055 | 0.72 | 683.0379
DK_CA_Aab | . | S01 | . | T056 | 0.72 | 683.0379
DK_CA_Aab | . | S01 | . | T057 | 0.72 | 683.0379
DK_CA_Aab | . | S01 | . | T058 | 0.72 | 683.0379
DK_CA_Aab | . | S01 | . | T059 | 0.72 | 683.0379
DK_CA_Aab | . | S01 | . | T060 | 0.85 | 806.3642
DK_CA_Aab | . | S01 | . | T061 | 0.85 | 806.3642
DK_CA_Aab | . | S01 | . | T062 | 0.85 | 806.3642
DK_CA_Aab | . | S01 | . | T063 | 0.85 | 806.3642
DK_CA_Aab | . | S01 | . | T064 | 0.95 | 901.2306
DK_CA_Aab | . | S01 | . | T065 | 0.95 | 901.2306
DK_CA_Aab | . | S01 | . | T066 | 0.99 | 939.1772
DK_CA_Aab | . | S01 | . | T067 | 0.99 | 939.1772
DK_CA_Aab | . | S01 | . | T068 | 1 | 948.6638
DK_CA_Aab | . | S01 | . | T069 | 1 | 948.6638
DK_CA_Aab | . | S01 | . | T070 | 0.99 | 939.1772
DK_CA_Aab | . | S01 | . | T071 | 0.99 | 939.1772
DK_CA_Aab | . | S01 | . | T072 | 0.99 | 939.1772
DK_CA_Aab | . | S01 | . | T073 | 0.99 | 939.1772
DK_CA_Aab | . | S01 | . | T074 | 0.99 | 939.1772
DK_CA_Aab | . | S01 | . | T075 | 0.99 | 939.1772
DK_CA_Aab | . | S01 | . | T076 | 0.99 | 939.1772
DK_CA_Aab | . | S01 | . | T077 | 0.99 | 939.1772
DK_CA_Aab | . | S01 | . | T078 | 0.99 | 939.1772
DK_CA_Aab | . | S01 | . | T079 | 0.95 | 901.2306
DK_CA_Aab | . | S01 | . | T080 | 0.95 | 901.2306
DK_CA_Aab | . | S01 | . | T081 | 0.95 | 901.2306
DK_CA_Aab | . | S01 | . | T082 | 0.95 | 901.2306
DK_CA_Aab | . | S01 | . | T083 | 0.95 | 901.2306
DK_CA_Aab | . | S01 | . | T084 | 0.95 | 901.2306
DK_CA_Aab | . | S01 | . | T085 | 0.85 | 806.3642
DK_CA_Aab | . | S01 | . | T086 | 0.85 | 806.3642
DK_CA_Aab | . | S01 | . | T087 | 0.72 | 683.0379
DK_CA_Aab | . | S01 | . | T088 | 0.57 | 540.7384
DK_CA_Aab | . | S01 | . | T089 | 0.72 | 683.0379
DK_CA_Aab | . | S01 | . | T090 | 0.72 | 683.0379
DK_CA_Aab | . | S01 | . | T091 | 0.85 | 806.3642
DK_CA_Aab | . | S01 | . | T092 | 0.85 | 806.3642
DK_CA_Aab | . | S01 | . | T093 | 0.72 | 683.0379
DK_CA_Aab | . | S01 | . | T094 | 0.72 | 683.0379
DK_CA_Aab | . | S01 | . | T095 | 0.72 | 683.0379
DK_CA_Aab | . | S01 | . | T096 | 0.85 | 806.3642
DK_CA_Aab | . | S01 | . | T097 | 0.95 | 901.2306
DK_CA_Aab | . | S01 | . | T098 | 0.95 | 901.2306
DK_CA_Aab | . | S01 | . | T099 | 0.95 | 901.2306
DK_CA_Aab | . | S01 | . | T100 | 0.95 | 901.2306
DK_CA_Aab | . | S01 | . | T101 | 0.99 | 939.1772
DK_CA_Aab | . | S01 | . | T102 | 1 | 948.6638
DK_CA_Aab | . | S01 | . | T103 | 1 | 948.6638
DK_CA_Aab | . | S01 | . | T104 | 1 | 948.6638
DK_CA_Aab | . | S01 | . | T105 | 1 | 948.6638
DK_CA_Aab | . | S01 | . | T106 | 1 | 948.6638
DK_CA_Aab | . | S01 | . | T107 | 1 | 948.6638
DK_CA_Aab | . | S01 | . | T108 | 0.99 | 939.1772
DK_CA_Aab | . | S01 | . | T109 | 0.99 | 939.1772
DK_CA_Aab | . | S01 | . | T110 | 0.95 | 901.2306
DK_CA_Aab | . | S01 | . | T111 | 0.95 | 901.2306
DK_CA_Aab | . | S01 | . | T112 | 0.95 | 901.2306
DK_CA_Aab | . | S01 | . | T113 | 0.95 | 901.2306
DK_CA_Aab | . | S01 | . | T114 | 0.95 | 901.2306
DK_CA_Aab | . | S01 | . | T115 | 0.95 | 901.2306
DK_CA_Aab | . | S01 | . | T116 | 0.95 | 901.2306
DK_CA_Aab | . | S01 | . | T117 | 0.99 | 939.1772
DK_CA_Aab | . | S01 | . | T118 | 0.99 | 939.1772
DK_CA_Aab | . | S01 | . | T119 | 0.99 | 939.1772
DK_CA_Aab | . | S01 | . | T120 | 0.99 | 939.1772
DK_CA_Aab | . | S01 | . | T121 | 0.99 | 939.1772
DK_CA_Aab | . | S01 | . | T122 | 0.99 | 939.1772
DK_CA_Aab | . | S01 | . | T123 | 0.99 | 939.1772
DK_CA_Aab | . | S01 | . | T124 | 0.99 | 939.1772
DK_CA_Aab | . | S01 | . | T125 | 0.99 | 939.1772
DK_CA_Aab | . | S01 | . | T126 | 0.99 | 939.1772
DK_CA_Aab | . | S01 | . | T127 | 0.95 | 901.2306
DK_CA_Aab | . | S01 | . | T128 | 0.95 | 901.2306
DK_CA_Aab | . | S01 | . | T129 | 0.85 | 806.3642
DK_CA_Aab | . | S01 | . | T130 | 0.95 | 901.2306
DK_CA_Aab | . | S01 | . | T131 | 0.95 | 901.2306
DK_CA_Aab | . | S01 | . | T132 | 0.99 | 939.1772
DK_CA_Aab | . | S01 | . | T133 | 0.99 | 939.1772
DK_CA_Aab | . | S01 | . | T134 | 0.99 | 939.1772
DK_CA_Aab | . | S01 | . | T135 | 0.99 | 939.1772
DK_CA_Aab | . | S01 | . | T136 | 1 | 948.6638
DK_CA_Aab | . | S01 | . | T137 | 1 | 948.6638
DK_CA_Aab | . | S01 | . | T138 | 1 | 948.6638
DK_CA_Aab | . | S01 | . | T139 | 1 | 948.6638
DK_CA_Aab | . | S01 | . | T140 | 0.99 | 939.1772
DK_CA_Aab | . | S01 | . | T141 | 0.85 | 806.3642
DK_CA_Aab | . | S01 | . | T142 | 0.42 | 398.4388
DK_CA_Aab | . | S01 | . | T143 | 0.3 | 284.5991
DK_CA_Aab | . | S01 | . | T144 | 0.42 | 398.4388
DK_CA_Aab | . | S01 | . | T145 | 0.42 | 398.4388
DK_CA_Aab | . | S01 | . | T146 | 0.57 | 540.7384
DK_CA_Aab | . | S01 | . | T147 | 0.72 | 683.0379
DK_CA_Aab | . | S01 | . | T148 | 0.85 | 806.3642
DK_CA_Aab | . | S01 | . | T149 | 0.85 | 806.3642
DK_CA_Aab | . | S01 | . | T150 | 0.95 | 901.2306
DK_CA_Aab | . | S01 | . | T151 | 0.95 | 901.2306
DK_CA_Aab | . | S01 | . | T152 | 0.99 | 939.1772
DK_CA_Aab | . | S01 | . | T153 | 0.95 | 901.2306
DK_CA_Aab | . | S01 | . | T154 | 0.99 | 939.1772
DK_CA_Aab | . | S01 | . | T155 | 0.99 | 939.1772
DK_CA_Aab | . | S01 | . | T156 | 1 | 948.6638
DK_CA_Aab | . | S01 | . | T157 | 1 | 948.6638
DK_CA_Aab | . | S01 | . | T158 | 1 | 948.6638
DK_CA_Aab | . | S01 | . | T159 | 1 | 948.6638
DK_CA_Aab | . | S01 | . | T160 | 1 | 948.6638
DK_CA_Aab | . | S01 | . | T161 | 1 | 948.6638
DK_CA_Aab | . | S01 | . | T162 | 1 | 948.6638
DK_CA_Aab | . | S01 | . | T163 | 1 | 948.6638
DK_CA_Aab | . | S01 | . | T164 | 1 | 948.6638
DK_CA_Aab | . | S01 | . | T165 | 1 | 948.6638
DK_CA_Aab | . | S01 | . | T166 | 1 | 948.6638
DK_CA_Aab | . | S01 | . | T167 | 1 | 948.6638
DK_CA_Aab | . | S01 | . | T168 | 1 | 948.6638
DK_CA_Aab | . | S02 | . | T001 | 1 | 948.6638
DK_CA_Aab | . | S02 | . | T002 | 1 | 948.6638
DK_CA_Aab | . | S02 | . | T003 | 1 | 948.6638
DK_CA_Aab | . | S02 | . | T004 | 1 | 948.6638
DK_CA_Aab | . | S02 | . | T005 | 1 | 948.6638
DK_CA_Aab | . | S02 | . | T006 | 1 | 948.6638
DK_CA_Aab | . | S02 | . | T007 | 1 | 948.6638
DK_CA_Aab | . | S02 | . | T008 | 1 | 948.6638
DK_CA_Aab | . | S02 | . | T009 | 1 | 948.6638
DK_CA_Aab | . | S02 | . | T010 | 1 | 948.6638
DK_CA_Aab | . | S02 | . | T011 | 1 | 948.6638
DK_CA_Aab | . | S02 | . | T012 | 1 | 948.6638
DK_CA_Aab | . | S02 | . | T013 | 0.99 | 939.1772
DK_CA_Aab | . | S02 | . | T014 | 0.99 | 939.1772
DK_CA_Aab | . | S02 | . | T015 | 1 | 948.6638
DK_CA_Aab | . | S02 | . | T016 | 1 | 948.6638
DK_CA_Aab | . | S02 | . | T017 | 1 | 948.6638
DK_CA_Aab | . | S02 | . | T018 | 1 | 948.6638
DK_CA_Aab | . | S02 | . | T019 | 1 | 948.6638
DK_CA_Aab | . | S02 | . | T020 | 1 | 948.6638
DK_CA_Aab | . | S02 | . | T021 | 1 | 948.6638
DK_CA_Aab | . | S02 | . | T022 | 1 | 948.6638
DK_CA_Aab | . | S02 | . | T023 | 1 | 948.6638
DK_CA_Aab | . | S02 | . | T024 | 1 | 948.6638
DK_CA_Aab | . | S02 | . | T025 | 1 | 948.6638
DK_CA_Aab | . | S02 | . | T026 | 1 | 948.6638
DK_CA_Aab | . | S02 | . | T027 | 1 | 948.6638
DK_CA_Aab | . | S02 | . | T028 | 1 | 948.6638
DK_CA_Aab | . | S02 | . | T029 | 1 | 948.6638
DK_CA_Aab | . | S02 | . | T030 | 1 | 948.6638
DK_CA_Aab | . | S02 | . | T031 | 1 | 948.6638
DK_CA_Aab | . | S02 | . | T032 | 0.99 | 939.1772
DK_CA_Aab | . | S02 | . | T033 | 0.99 | 939.1772
DK_CA_Aab | . | S02 | . | T034 | 0.95 | 901.2306
DK_CA_Aab | . | S02 | . | T035 | 0.95 | 901.2306
DK_CA_Aab | . | S02 | . | T036 | 0.85 | 806.3642
DK_CA_Aab | . | S02 | . | T037 | 0.72 | 683.0379
DK_CA_Aab | . | S02 | . | T038 | 0.72 | 683.0379
DK_CA_Aab | . | S02 | . | T039 | 0.57 | 540.7384
DK_CA_Aab | . | S02 | . | T040 | 0.57 | 540.7384
DK_CA_Aab | . | S02 | . | T041 | 0.57 | 540.7384
DK_CA_Aab | . | S02 | . | T042 | 0.57 | 540.7384
DK_CA_Aab | . | S02 | . | T043 | 0.72 | 683.0379
DK_CA_Aab | . | S02 | . | T044 | 0.57 | 540.7384
DK_CA_Aab | . | S02 | . | T045 | 0.57 | 540.7384
DK_CA_Aab | . | S02 | . | T046 | 0.57 | 540.7384
DK_CA_Aab | . | S02 | . | T047 | 0.57 | 540.7384
DK_CA_Aab | . | S02 | . | T048 | 0.57 | 540.7384
DK_CA_Aab | . | S02 | . | T049 | 0.57 | 540.7384
DK_CA_Aab | . | S02 | . | T050 | 0.57 | 540.7384
DK_CA_Aab | . | S02 | . | T051 | 0.57 | 540.7384
DK_CA_Aab | . | S02 | . | T052 | 0.57 | 540.7384
DK_CA_Aab | . | S02 | . | T053 | 0.57 | 540.7384
DK_CA_Aab | . | S02 | . | T054 | 0.57 | 540.7384
DK_CA_Aab | . | S02 | . | T055 | 0.57 | 540.7384
DK_CA_Aab | . | S02 | . | T056 | 0.57 | 540.7384
DK_CA_Aab | . | S02 | . | T057 | 0.57 | 540.7384
DK_CA_Aab | . | S02 | . | T058 | 0.42 | 398.4388
DK_CA_Aab | . | S02 | . | T059 | 0.42 | 398.4388
DK_CA_Aab | . | S02 | . | T060 | 0.57 | 540.7384
DK_CA_Aab | . | S02 | . | T061 | 0.57 | 540.7384
DK_CA_Aab | . | S02 | . | T062 | 0.57 | 540.7384
DK_CA_Aab | . | S02 | . | T063 | 0.57 | 540.7384
DK_CA_Aab | . | S02 | . | T064 | 0.57 | 540.7384
DK_CA_Aab | . | S02 | . | T065 | 0.57 | 540.7384
DK_CA_Aab | . | S02 | . | T066 | 0.57 | 540.7384
DK_CA_Aab | . | S02 | . | T067 | 0.57 | 540.7384
DK_CA_Aab | . | S02 | . | T068 | 0.42 | 398.4388
DK_CA_Aab | . | S02 | . | T069 | 0.42 | 398.4388
DK_CA_Aab | . | S02 | . | T070 | 0.3 | 284.5991
DK_CA_Aab | . | S02 | . | T071 | 0.3 | 284.5991
DK_CA_Aab | . | S02 | . | T072 | 0.19 | 180.2461
DK_CA_Aab | . | S02 | . | T073 | 0.12 | 113.8397
DK_CA_Aab | . | S02 | . | T074 | 0.06 | 56.9198
DK_CA_Aab | . | S02 | . | T075 | 0.03 | 28.4599
DK_CA_Aab | . | S02 | . | T076 | 0 | 0
DK_CA_Aab | . | S02 | . | T077 | 0 | 0
DK_CA_Aab | . | S02 | . | T078 | 0 | 0
DK_CA_Aab | . | S02 | . | T079 | 0 | 0
DK_CA_Aab | . | S02 | . | T080 | 0 | 0
DK_CA_Aab | . | S02 | . | T081 | 0.06 | 56.9198
DK_CA_Aab | . | S02 | . | T082 | 0.06 | 56.9198
DK_CA_Aab | . | S02 | . | T083 | 0.06 | 56.9198
DK_CA_Aab | . | S02 | . | T084 | 0.06 | 56.9198
DK_CA_Aab | . | S02 | . | T085 | 0.06 | 56.9198
DK_CA_Aab | . | S02 | . | T086 | 0.03 | 28.4599
DK_CA_Aab | . | S02 | . | T087 | 0.03 | 28.4599
DK_CA_Aab | . | S02 | . | T088 | 0.06 | 56.9198
DK_CA_Aab | . | S02 | . | T089 | 0.06 | 56.9198
DK_CA_Aab | . | S02 | . | T090 | 0.03 | 28.4599
DK_CA_Aab | . | S02 | . | T091 | 0.03 | 28.4599
DK_CA_Aab | . | S02 | . | T092 | 0.03 | 28.4599
DK_CA_Aab | . | S02 | . | T093 | 0 | 0
DK_CA_Aab | . | S02 | . | T094 | 0 | 0
DK_CA_Aab | . | S02 | . | T095 | 0 | 0
DK_CA_Aab | . | S02 | . | T096 | 0 | 0
DK_CA_Aab | . | S02 | . | T097 | 0 | 0
DK_CA_Aab | . | S02 | . | T098 | 0 | 0
DK_CA_Aab | . | S02 | . | T099 | 0 | 0
DK_CA_Aab | . | S02 | . | T100 | 0.03 | 28.4599
DK_CA_Aab | . | S02 | . | T101 | 0.12 | 113.8397
DK_CA_Aab | . | S02 | . | T102 | 0.19 | 180.2461
DK_CA_Aab | . | S02 | . | T103 | 0.19 | 180.2461
DK_CA_Aab | . | S02 | . | T104 | 0.42 | 398.4388
DK_CA_Aab | . | S02 | . | T105 | 0.42 | 398.4388
DK_CA_Aab | . | S02 | . | T106 | 0.42 | 398.4388
DK_CA_Aab | . | S02 | . | T107 | 0.42 | 398.4388
DK_CA_Aab | . | S02 | . | T108 | 0.42 | 398.4388
DK_CA_Aab | . | S02 | . | T109 | 0.42 | 398.4388
DK_CA_Aab | . | S02 | . | T110 | 0.57 | 540.7384
DK_CA_Aab | . | S02 | . | T111 | 0.57 | 540.7384
DK_CA_Aab | . | S02 | . | T112 | 0.57 | 540.7384
DK_CA_Aab | . | S02 | . | T113 | 0.72 | 683.0379
DK_CA_Aab | . | S02 | . | T114 | 0.57 | 540.7384
DK_CA_Aab | . | S02 | . | T115 | 0.57 | 540.7384
DK_CA_Aab | . | S02 | . | T116 | 0.57 | 540.7384
DK_CA_Aab | . | S02 | . | T117 | 0.42 | 398.4388
DK_CA_Aab | . | S02 | . | T118 | 0.42 | 398.4388
DK_CA_Aab | . | S02 | . | T119 | 0.42 | 398.4388
DK_CA_Aab | . | S02 | . | T120 | 0.42 | 398.4388
DK_CA_Aab | . | S02 | . | T121 | 0.42 | 398.4388
DK_CA_Aab | . | S02 | . | T122 | 0.42 | 398.4388
DK_CA_Aab | . | S02 | . | T123 | 0.3 | 284.5991
DK_CA_Aab | . | S02 | . | T124 | 0.19 | 180.2461
DK_CA_Aab | . | S02 | . | T125 | 0.19 | 180.2461
DK_CA_Aab | . | S02 | . | T126 | 0.12 | 113.8397
DK_CA_Aab | . | S02 | . | T127 | 0.12 | 113.8397
DK_CA_Aab | . | S02 | . | T128 | 0.12 | 113.8397
DK_CA_Aab | . | S02 | . | T129 | 0.12 | 113.8397
DK_CA_Aab | . | S02 | . | T130 | 0.06 | 56.9198
DK_CA_Aab | . | S02 | . | T131 | 0.06 | 56.9198
DK_CA_Aab | . | S02 | . | T132 | 0.06 | 56.9198
DK_CA_Aab | . | S02 | . | T133 | 0.03 | 28.4599
DK_CA_Aab | . | S02 | . | T134 | 0.03 | 28.4599
DK_CA_Aab | . | S02 | . | T135 | 0.03 | 28.4599
DK_CA_Aab | . | S02 | . | T136 | 0.03 | 28.4599
DK_CA_Aab | . | S02 | . | T137 | 0.03 | 28.4599
DK_CA_Aab | . | S02 | . | T138 | 0 | 0
DK_CA_Aab | . | S02 | . | T139 | 0 | 0
DK_CA_Aab | . | S02 | . | T140 | 0 | 0
DK_CA_Aab | . | S02 | . | T141 | 0 | 0
DK_CA_Aab | . | S02 | . | T142 | 0 | 0
DK_CA_Aab | . | S02 | . | T143 | 0 | 0
DK_CA_Aab | . | S02 | . | T144 | 0 | 0
DK_CA_Aab | . | S02 | . | T145 | 0 | 0
DK_CA_Aab | . | S02 | . | T146 | 0 | 0
DK_CA_Aab | . | S02 | . | T147 | 0 | 0
DK_CA_Aab | . | S02 | . | T148 | 0 | 0
DK_CA_Aab | . | S02 | . | T149 | 0 | 0
DK_CA_Aab | . | S02 | . | T150 | 0 | 0
DK_CA_Aab | . | S02 | . | T151 | 0 | 0
DK_CA_Aab | . | S02 | . | T152 | 0 | 0
DK_CA_Aab | . | S02 | . | T153 | 0 | 0
DK_CA_Aab | . | S02 | . | T154 | 0 | 0
DK_CA_Aab | . | S02 | . | T155 | 0 | 0
DK_CA_Aab | . | S02 | . | T156 | 0 | 0
DK_CA_Aab | . | S02 | . | T157 | 0 | 0
DK_CA_Aab | . | S02 | . | T158 | 0.03 | 28.4599
DK_CA_Aab | . | S02 | . | T159 | 0.06 | 56.9198
DK_CA_Aab | . | S02 | . | T160 | 0.12 | 113.8397
DK_CA_Aab | . | S02 | . | T161 | 0.12 | 113.8397
DK_CA_Aab | . | S02 | . | T162 | 0.19 | 180.2461
DK_CA_Aab | . | S02 | . | T163 | 0.3 | 284.5991
DK_CA_Aab | . | S02 | . | T164 | 0.3 | 284.5991
DK_CA_Aab | . | S02 | . | T165 | 0.19 | 180.2461
DK_CA_Aab | . | S02 | . | T166 | 0.19 | 180.2461
DK_CA_Aab | . | S02 | . | T167 | 0.3 | 284.5991
DK_CA_Aab | . | S02 | . | T168 | 0.3 | 284.5991
DK_CA_Aab | . | S03 | . | T001 | 0.3 | 284.5991
DK_CA_Aab | . | S03 | . | T002 | 0.3 | 284.5991
DK_CA_Aab | . | S03 | . | T003 | 0.3 | 284.5991
DK_CA_Aab | . | S03 | . | T004 | 0.3 | 284.5991
DK_CA_Aab | . | S03 | . | T005 | 0.3 | 284.5991
DK_CA_Aab | . | S03 | . | T006 | 0.3 | 284.5991
DK_CA_Aab | . | S03 | . | T007 | 0.3 | 284.5991
DK_CA_Aab | . | S03 | . | T008 | 0.19 | 180.2461
DK_CA_Aab | . | S03 | . | T009 | 0.19 | 180.2461
DK_CA_Aab | . | S03 | . | T010 | 0.12 | 113.8397
DK_CA_Aab | . | S03 | . | T011 | 0.12 | 113.8397
DK_CA_Aab | . | S03 | . | T012 | 0.06 | 56.9198
DK_CA_Aab | . | S03 | . | T013 | 0.06 | 56.9198
DK_CA_Aab | . | S03 | . | T014 | 0.03 | 28.4599
DK_CA_Aab | . | S03 | . | T015 | 0 | 0
DK_CA_Aab | . | S03 | . | T016 | 0 | 0
DK_CA_Aab | . | S03 | . | T017 | 0 | 0
DK_CA_Aab | . | S03 | . | T018 | 0 | 0
DK_CA_Aab | . | S03 | . | T019 | 0.03 | 28.4599
DK_CA_Aab | . | S03 | . | T020 | 0.03 | 28.4599
DK_CA_Aab | . | S03 | . | T021 | 0 | 0
DK_CA_Aab | . | S03 | . | T022 | 0 | 0
DK_CA_Aab | . | S03 | . | T023 | 0 | 0
DK_CA_Aab | . | S03 | . | T024 | 0 | 0
DK_CA_Aab | . | S03 | . | T025 | 0 | 0
DK_CA_Aab | . | S03 | . | T026 | 0.03 | 28.4599
DK_CA_Aab | . | S03 | . | T027 | 0.03 | 28.4599
DK_CA_Aab | . | S03 | . | T028 | 0.06 | 56.9198
DK_CA_Aab | . | S03 | . | T029 | 0.06 | 56.9198
DK_CA_Aab | . | S03 | . | T030 | 0.06 | 56.9198
DK_CA_Aab | . | S03 | . | T031 | 0.12 | 113.8397
DK_CA_Aab | . | S03 | . | T032 | 0.19 | 180.2461
DK_CA_Aab | . | S03 | . | T033 | 0.19 | 180.2461
DK_CA_Aab | . | S03 | . | T034 | 0.19 | 180.2461
DK_CA_Aab | . | S03 | . | T035 | 0.19 | 180.2461
DK_CA_Aab | . | S03 | . | T036 | 0.19 | 180.2461
DK_CA_Aab | . | S03 | . | T037 | 0.19 | 180.2461
DK_CA_Aab | . | S03 | . | T038 | 0.3 | 284.5991
DK_CA_Aab | . | S03 | . | T039 | 0.19 | 180.2461
DK_CA_Aab | . | S03 | . | T040 | 0.3 | 284.5991
DK_CA_Aab | . | S03 | . | T041 | 0.3 | 284.5991
DK_CA_Aab | . | S03 | . | T042 | 0.3 | 284.5991
DK_CA_Aab | . | S03 | . | T043 | 0.3 | 284.5991
DK_CA_Aab | . | S03 | . | T044 | 0.42 | 398.4388
DK_CA_Aab | . | S03 | . | T045 | 0.3 | 284.5991
DK_CA_Aab | . | S03 | . | T046 | 0.3 | 284.5991
DK_CA_Aab | . | S03 | . | T047 | 0.3 | 284.5991
DK_CA_Aab | . | S03 | . | T048 | 0.3 | 284.5991
DK_CA_Aab | . | S03 | . | T049 | 0.3 | 284.5991
DK_CA_Aab | . | S03 | . | T050 | 0.3 | 284.5991
DK_CA_Aab | . | S03 | . | T051 | 0.3 | 284.5991
DK_CA_Aab | . | S03 | . | T052 | 0.3 | 284.5991
DK_CA_Aab | . | S03 | . | T053 | 0.3 | 284.5991
DK_CA_Aab | . | S03 | . | T054 | 0.3 | 284.5991
DK_CA_Aab | . | S03 | . | T055 | 0.3 | 284.5991
DK_CA_Aab | . | S03 | . | T056 | 0.3 | 284.5991
DK_CA_Aab | . | S03 | . | T057 | 0.3 | 284.5991
DK_CA_Aab | . | S03 | . | T058 | 0.3 | 284.5991
DK_CA_Aab | . | S03 | . | T059 | 0.3 | 284.5991
DK_CA_Aab | . | S03 | . | T060 | 0.42 | 398.4388
DK_CA_Aab | . | S03 | . | T061 | 0.42 | 398.4388
DK_CA_Aab | . | S03 | . | T062 | 0.42 | 398.4388
DK_CA_Aab | . | S03 | . | T063 | 0.42 | 398.4388
DK_CA_Aab | . | S03 | . | T064 | 0.3 | 284.5991
DK_CA_Aab | . | S03 | . | T065 | 0.3 | 284.5991
DK_CA_Aab | . | S03 | . | T066 | 0.3 | 284.5991
DK_CA_Aab | . | S03 | . | T067 | 0.42 | 398.4388
DK_CA_Aab | . | S03 | . | T068 | 0.42 | 398.4388
DK_CA_Aab | . | S03 | . | T069 | 0.42 | 398.4388
DK_CA_Aab | . | S03 | . | T070 | 0.3 | 284.5991
DK_CA_Aab | . | S03 | . | T071 | 0.3 | 284.5991
DK_CA_Aab | . | S03 | . | T072 | 0.3 | 284.5991
DK_CA_Aab | . | S03 | . | T073 | 0.3 | 284.5991
DK_CA_Aab | . | S03 | . | T074 | 0.3 | 284.5991
DK_CA_Aab | . | S03 | . | T075 | 0.3 | 284.5991
DK_CA_Aab | . | S03 | . | T076 | 0.3 | 284.5991
DK_CA_Aab | . | S03 | . | T077 | 0.19 | 180.2461
DK_CA_Aab | . | S03 | . | T078 | 0.3 | 284.5991
DK_CA_Aab | . | S03 | . | T079 | 0.3 | 284.5991
DK_CA_Aab | . | S03 | . | T080 | 0.3 | 284.5991
DK_CA_Aab | . | S03 | . | T081 | 0.42 | 398.4388
DK_CA_Aab | . | S03 | . | T082 | 0.42 | 398.4388
DK_CA_Aab | . | S03 | . | T083 | 0.42 | 398.4388
DK_CA_Aab | . | S03 | . | T084 | 0.3 | 284.5991
DK_CA_Aab | . | S03 | . | T085 | 0.3 | 284.5991
DK_CA_Aab | . | S03 | . | T086 | 0.3 | 284.5991
DK_CA_Aab | . | S03 | . | T087 | 0.3 | 284.5991
DK_CA_Aab | . | S03 | . | T088 | 0.3 | 284.5991
DK_CA_Aab | . | S03 | . | T089 | 0.3 | 284.5991
DK_CA_Aab | . | S03 | . | T090 | 0.3 | 284.5991
DK_CA_Aab | . | S03 | . | T091 | 0.3 | 284.5991
DK_CA_Aab | . | S03 | . | T092 | 0.3 | 284.5991
DK_CA_Aab | . | S03 | . | T093 | 0.42 | 398.4388
DK_CA_Aab | . | S03 | . | T094 | 0.42 | 398.4388
DK_CA_Aab | . | S03 | . | T095 | 0.3 | 284.5991
DK_CA_Aab | . | S03 | . | T096 | 0.3 | 284.5991
DK_CA_Aab | . | S03 | . | T097 | 0.3 | 284.5991
DK_CA_Aab | . | S03 | . | T098 | 0.3 | 284.5991
DK_CA_Aab | . | S03 | . | T099 | 0.3 | 284.5991
DK_CA_Aab | . | S03 | . | T100 | 0.3 | 284.5991
DK_CA_Aab | . | S03 | . | T101 | 0.3 | 284.5991
DK_CA_Aab | . | S03 | . | T102 | 0.42 | 398.4388
DK_CA_Aab | . | S03 | . | T103 | 0.42 | 398.4388
DK_CA_Aab | . | S03 | . | T104 | 0.3 | 284.5991
DK_CA_Aab | . | S03 | . | T105 | 0.3 | 284.5991
DK_CA_Aab | . | S03 | . | T106 | 0.3 | 284.5991
DK_CA_Aab | . | S03 | . | T107 | 0.3 | 284.5991
DK_CA_Aab | . | S03 | . | T108 | 0.3 | 284.5991
DK_CA_Aab | . | S03 | . | T109 | 0.3 | 284.5991
DK_CA_Aab | . | S03 | . | T110 | 0.3 | 284.5991
DK_CA_Aab | . | S03 | . | T111 | 0.3 | 284.5991
DK_CA_Aab | . | S03 | . | T112 | 0.3 | 284.5991
DK_CA_Aab | . | S03 | . | T113 | 0.3 | 284.5991
DK_CA_Aab | . | S03 | . | T114 | 0.19 | 180.2461
DK_CA_Aab | . | S03 | . | T115 | 0.3 | 284.5991
DK_CA_Aab | . | S03 | . | T116 | 0.19 | 180.2461
DK_CA_Aab | . | S03 | . | T117 | 0.19 | 180.2461
DK_CA_Aab | . | S03 | . | T118 | 0.19 | 180.2461
DK_CA_Aab | . | S03 | . | T119 | 0.19 | 180.2461
DK_CA_Aab | . | S03 | . | T120 | 0.19 | 180.2461
DK_CA_Aab | . | S03 | . | T121 | 0.3 | 284.5991
DK_CA_Aab | . | S03 | . | T122 | 0.19 | 180.2461
DK_CA_Aab | . | S03 | . | T123 | 0.19 | 180.2461
DK_CA_Aab | . | S03 | . | T124 | 0.3 | 284.5991
DK_CA_Aab | . | S03 | . | T125 | 0.3 | 284.5991
DK_CA_Aab | . | S03 | . | T126 | 0.3 | 284.5991
DK_CA_Aab | . | S03 | . | T127 | 0.19 | 180.2461
DK_CA_Aab | . | S03 | . | T128 | 0.3 | 284.5991
DK_CA_Aab | . | S03 | . | T129 | 0.12 | 113.8397
DK_CA_Aab | . | S03 | . | T130 | 0.12 | 113.8397
DK_CA_Aab | . | S03 | . | T131 | 0.06 | 56.9198
DK_CA_Aab | . | S03 | . | T132 | 0.06 | 56.9198
DK_CA_Aab | . | S03 | . | T133 | 0.06 | 56.9198
DK_CA_Aab | . | S03 | . | T134 | 0.06 | 56.9198
DK_CA_Aab | . | S03 | . | T135 | 0.06 | 56.9198
DK_CA_Aab | . | S03 | . | T136 | 0.06 | 56.9198
DK_CA_Aab | . | S03 | . | T137 | 0.06 | 56.9198
DK_CA_Aab | . | S03 | . | T138 | 0.06 | 56.9198
DK_CA_Aab | . | S03 | . | T139 | 0.06 | 56.9198
DK_CA_Aab | . | S03 | . | T140 | 0.06 | 56.9198
DK_CA_Aab | . | S03 | . | T141 | 0.06 | 56.9198
DK_CA_Aab | . | S03 | . | T142 | 0.06 | 56.9198
DK_CA_Aab | . | S03 | . | T143 | 0.03 | 28.4599
DK_CA_Aab | . | S03 | . | T144 | 0.03 | 28.4599
DK_CA_Aab | . | S03 | . | T145 | 0.03 | 28.4599
DK_CA_Aab | . | S03 | . | T146 | 0.06 | 56.9198
DK_CA_Aab | . | S03 | . | T147 | 0.06 | 56.9198
DK_CA_Aab | . | S03 | . | T148 | 0.06 | 56.9198
DK_CA_Aab | . | S03 | . | T149 | 0.06 | 56.9198
DK_CA_Aab | . | S03 | . | T150 | 0.12 | 113.8397
DK_CA_Aab | . | S03 | . | T151 | 0.12 | 113.8397
DK_CA_Aab | . | S03 | . | T152 | 0.12 | 113.8397
DK_CA_Aab | . | S03 | . | T153 | 0.12 | 113.8397
DK_CA_Aab | . | S03 | . | T154 | 0.12 | 113.8397
DK_CA_Aab | . | S03 | . | T155 | 0.12 | 113.8397
DK_CA_Aab | . | S03 | . | T156 | 0.12 | 113.8397
DK_CA_Aab | . | S03 | . | T157 | 0.12 | 113.8397
DK_CA_Aab | . | S03 | . | T158 | 0.12 | 113.8397
DK_CA_Aab | . | S03 | . | T159 | 0.12 | 113.8397
DK_CA_Aab | . | S03 | . | T160 | 0.19 | 180.2461
DK_CA_Aab | . | S03 | . | T161 | 0.19 | 180.2461
DK_CA_Aab | . | S03 | . | T162 | 0.19 | 180.2461
DK_CA_Aab | . | S03 | . | T163 | 0.3 | 284.5991
DK_CA_Aab | . | S03 | . | T164 | 0.3 | 284.5991
DK_CA_Aab | . | S03 | . | T165 | 0.3 | 284.5991
DK_CA_Aab | . | S03 | . | T166 | 0.3 | 284.5991
DK_CA_Aab | . | S03 | . | T167 | 0.3 | 284.5991
DK_CA_Aab | . | S03 | . | T168 | 0.3 | 284.5991
DK_CA_Aab | . | S04 | . | T001 | 0.3 | 284.5991
DK_CA_Aab | . | S04 | . | T002 | 0.3 | 284.5991
DK_CA_Aab | . | S04 | . | T003 | 0.3 | 284.5991
DK_CA_Aab | . | S04 | . | T004 | 0.3 | 284.5991
DK_CA_Aab | . | S04 | . | T005 | 0.3 | 284.5991
DK_CA_Aab | . | S04 | . | T006 | 0.3 | 284.5991
DK_CA_Aab | . | S04 | . | T007 | 0.42 | 398.4388
DK_CA_Aab | . | S04 | . | T008 | 0.3 | 284.5991
DK_CA_Aab | . | S04 | . | T009 | 0.3 | 284.5991
DK_CA_Aab | . | S04 | . | T010 | 0.42 | 398.4388
DK_CA_Aab | . | S04 | . | T011 | 0.42 | 398.4388
DK_CA_Aab | . | S04 | . | T012 | 0.3 | 284.5991
DK_CA_Aab | . | S04 | . | T013 | 0.3 | 284.5991
DK_CA_Aab | . | S04 | . | T014 | 0.42 | 398.4388
DK_CA_Aab | . | S04 | . | T015 | 0.42 | 398.4388
DK_CA_Aab | . | S04 | . | T016 | 0.42 | 398.4388
DK_CA_Aab | . | S04 | . | T017 | 0.42 | 398.4388
DK_CA_Aab | . | S04 | . | T018 | 0.42 | 398.4388
DK_CA_Aab | . | S04 | . | T019 | 0.42 | 398.4388
DK_CA_Aab | . | S04 | . | T020 | 0.42 | 398.4388
DK_CA_Aab | . | S04 | . | T021 | 0.42 | 398.4388
DK_CA_Aab | . | S04 | . | T022 | 0.57 | 540.7384
DK_CA_Aab | . | S04 | . | T023 | 0.57 | 540.7384
DK_CA_Aab | . | S04 | . | T024 | 0.57 | 540.7384
DK_CA_Aab | . | S04 | . | T025 | 0.57 | 540.7384
DK_CA_Aab | . | S04 | . | T026 | 0.72 | 683.0379
DK_CA_Aab | . | S04 | . | T027 | 0.72 | 683.0379
DK_CA_Aab | . | S04 | . | T028 | 0.85 | 806.3642
DK_CA_Aab | . | S04 | . | T029 | 0.85 | 806.3642
DK_CA_Aab | . | S04 | . | T030 | 0.85 | 806.3642
DK_CA_Aab | . | S04 | . | T031 | 0.85 | 806.3642
DK_CA_Aab | . | S04 | . | T032 | 0.85 | 806.3642
DK_CA_Aab | . | S04 | . | T033 | 0.95 | 901.2306
DK_CA_Aab | . | S04 | . | T034 | 0.95 | 901.2306
DK_CA_Aab | . | S04 | . | T035 | 0.99 | 939.1772
DK_CA_Aab | . | S04 | . | T036 | 0.99 | 939.1772
DK_CA_Aab | . | S04 | . | T037 | 0.99 | 939.1772
DK_CA_Aab | . | S04 | . | T038 | 0.99 | 939.1772
DK_CA_Aab | . | S04 | . | T039 | 0.99 | 939.1772
DK_CA_Aab | . | S04 | . | T040 | 0.99 | 939.1772
DK_CA_Aab | . | S04 | . | T041 | 0.99 | 939.1772
DK_CA_Aab | . | S04 | . | T042 | 0.99 | 939.1772
DK_CA_Aab | . | S04 | . | T043 | 0.99 | 939.1772
DK_CA_Aab | . | S04 | . | T044 | 0.99 | 939.1772
DK_CA_Aab | . | S04 | . | T045 | 0.95 | 901.2306
DK_CA_Aab | . | S04 | . | T046 | 0.95 | 901.2306
DK_CA_Aab | . | S04 | . | T047 | 0.95 | 901.2306
DK_CA_Aab | . | S04 | . | T048 | 0.95 | 901.2306
DK_CA_Aab | . | S04 | . | T049 | 0.95 | 901.2306
DK_CA_Aab | . | S04 | . | T050 | 0.95 | 901.2306
DK_CA_Aab | . | S04 | . | T051 | 0.95 | 901.2306
DK_CA_Aab | . | S04 | . | T052 | 0.85 | 806.3642
DK_CA_Aab | . | S04 | . | T053 | 0.85 | 806.3642
DK_CA_Aab | . | S04 | . | T054 | 0.72 | 683.0379
DK_CA_Aab | . | S04 | . | T055 | 0.72 | 683.0379
DK_CA_Aab | . | S04 | . | T056 | 0.85 | 806.3642
DK_CA_Aab | . | S04 | . | T057 | 0.85 | 806.3642
DK_CA_Aab | . | S04 | . | T058 | 0.72 | 683.0379
DK_CA_Aab | . | S04 | . | T059 | 0.72 | 683.0379
DK_CA_Aab | . | S04 | . | T060 | 0.72 | 683.0379
DK_CA_Aab | . | S04 | . | T061 | 0.72 | 683.0379
DK_CA_Aab | . | S04 | . | T062 | 0.57 | 540.7384
DK_CA_Aab | . | S04 | . | T063 | 0.57 | 540.7384
DK_CA_Aab | . | S04 | . | T064 | 0.57 | 540.7384
DK_CA_Aab | . | S04 | . | T065 | 0.72 | 683.0379
DK_CA_Aab | . | S04 | . | T066 | 0.85 | 806.3642
DK_CA_Aab | . | S04 | . | T067 | 0.95 | 901.2306
DK_CA_Aab | . | S04 | . | T068 | 0.99 | 939.1772
DK_CA_Aab | . | S04 | . | T069 | 1 | 948.6638
DK_CA_Aab | . | S04 | . | T070 | 1 | 948.6638
DK_CA_Aab | . | S04 | . | T071 | 1 | 948.6638
DK_CA_Aab | . | S04 | . | T072 | 1 | 948.6638
DK_CA_Aab | . | S04 | . | T073 | 1 | 948.6638
DK_CA_Aab | . | S04 | . | T074 | 1 | 948.6638
DK_CA_Aab | . | S04 | . | T075 | 1 | 948.6638
DK_CA_Aab | . | S04 | . | T076 | 1 | 948.6638
DK_CA_Aab | . | S04 | . | T077 | 1 | 948.6638
DK_CA_Aab | . | S04 | . | T078 | 1 | 948.6638
DK_CA_Aab | . | S04 | . | T079 | 1 | 948.6638
DK_CA_Aab | . | S04 | . | T080 | 1 | 948.6638
DK_CA_Aab | . | S04 | . | T081 | 1 | 948.6638
DK_CA_Aab | . | S04 | . | T082 | 1 | 948.6638
DK_CA_Aab | . | S04 | . | T083 | 1 | 948.6638
DK_CA_Aab | . | S04 | . | T084 | 1 | 948.6638
DK_CA_Aab | . | S04 | . | T085 | 1 | 948.6638
DK_CA_Aab | . | S04 | . | T086 | 1 | 948.6638
DK_CA_Aab | . | S04 | . | T087 | 1 | 948.6638
DK_CA_Aab | . | S04 | . | T088 | 1 | 948.6638
DK_CA_Aab | . | S04 | . | T089 | 1 | 948.6638
DK_CA_Aab | . | S04 | . | T090 | 0.99 | 939.1772
DK_CA_Aab | . | S04 | . | T091 | 0.99 | 939.1772
DK_CA_Aab | . | S04 | . | T092 | 0.99 | 939.1772
DK_CA_Aab | . | S04 | . | T093 | 0.95 | 901.2306
DK_CA_Aab | . | S04 | . | T094 | 0.85 | 806.3642
DK_CA_Aab | . | S04 | . | T095 | 0.85 | 806.3642
DK_CA_Aab | . | S04 | . | T096 | 0.85 | 806.3642
DK_CA_Aab | . | S04 | . | T097 | 0.85 | 806.3642
DK_CA_Aab | . | S04 | . | T098 | 0.85 | 806.3642
DK_CA_Aab | . | S04 | . | T099 | 0.85 | 806.3642
DK_CA_Aab | . | S04 | . | T100 | 0.85 | 806.3642
DK_CA_Aab | . | S04 | . | T101 | 0.85 | 806.3642
DK_CA_Aab | . | S04 | . | T102 | 0.85 | 806.3642
DK_CA_Aab | . | S04 | . | T103 | 0.85 | 806.3642
DK_CA_Aab | . | S04 | . | T104 | 0.85 | 806.3642
DK_CA_Aab | . | S04 | . | T105 | 0.95 | 901.2306
DK_CA_Aab | . | S04 | . | T106 | 0.95 | 901.2306
DK_CA_Aab | . | S04 | . | T107 | 0.95 | 901.2306
DK_CA_Aab | . | S04 | . | T108 | 0.95 | 901.2306
DK_CA_Aab | . | S04 | . | T109 | 0.95 | 901.2306
DK_CA_Aab | . | S04 | . | T110 | 0.95 | 901.2306
DK_CA_Aab | . | S04 | . | T111 | 0.85 | 806.3642
DK_CA_Aab | . | S04 | . | T112 | 0.85 | 806.3642
DK_CA_Aab | . | S04 | . | T113 | 0.85 | 806.3642
DK_CA_Aab | . | S04 | . | T114 | 0.85 | 806.3642
DK_CA_Aab | . | S04 | . | T115 | 0.72 | 683.0379
DK_CA_Aab | . | S04 | . | T116 | 0.72 | 683.0379
DK_CA_Aab | . | S04 | . | T117 | 0.72 | 683.0379
DK_CA_Aab | . | S04 | . | T118 | 0.72 | 683.0379
DK_CA_Aab | . | S04 | . | T119 | 0.72 | 683.0379
DK_CA_Aab | . | S04 | . | T120 | 0.72 | 683.0379
DK_CA_Aab | . | S04 | . | T121 | 0.85 | 806.3642
DK_CA_Aab | . | S04 | . | T122 | 0.85 | 806.3642
DK_CA_Aab | . | S04 | . | T123 | 0.85 | 806.3642
DK_CA_Aab | . | S04 | . | T124 | 0.85 | 806.3642
DK_CA_Aab | . | S04 | . | T125 | 0.85 | 806.3642
DK_CA_Aab | . | S04 | . | T126 | 0.85 | 806.3642
DK_CA_Aab | . | S04 | . | T127 | 0.95 | 901.2306
DK_CA_Aab | . | S04 | . | T128 | 0.95 | 901.2306
DK_CA_Aab | . | S04 | . | T129 | 0.95 | 901.2306
DK_CA_Aab | . | S04 | . | T130 | 0.95 | 901.2306
DK_CA_Aab | . | S04 | . | T131 | 0.95 | 901.2306
DK_CA_Aab | . | S04 | . | T132 | 0.95 | 901.2306
DK_CA_Aab | . | S04 | . | T133 | 0.95 | 901.2306
DK_CA_Aab | . | S04 | . | T134 | 0.95 | 901.2306
DK_CA_Aab | . | S04 | . | T135 | 0.85 | 806.3642
DK_CA_Aab | . | S04 | . | T136 | 0.85 | 806.3642
DK_CA_Aab | . | S04 | . | T137 | 0.85 | 806.3642
DK_CA_Aab | . | S04 | . | T138 | 0.85 | 806.3642
DK_CA_Aab | . | S04 | . | T139 | 0.95 | 901.2306
DK_CA_Aab | . | S04 | . | T140 | 0.95 | 901.2306
DK_CA_Aab | . | S04 | . | T141 | 0.85 | 806.3642
DK_CA_Aab | . | S04 | . | T142 | 0.85 | 806.3642
DK_CA_Aab | . | S04 | . | T143 | 0.85 | 806.3642
DK_CA_Aab | . | S04 | . | T144 | 0.72 | 683.0379
DK_CA_Aab | . | S04 | . | T145 | 0.72 | 683.0379
DK_CA_Aab | . | S04 | . | T146 | 0.57 | 540.7384
DK_CA_Aab | . | S04 | . | T147 | 0.57 | 540.7384
DK_CA_Aab | . | S04 | . | T148 | 0.57 | 540.7384
DK_CA_Aab | . | S04 | . | T149 | 0.57 | 540.7384
DK_CA_Aab | . | S04 | . | T150 | 0.57 | 540.7384
DK_CA_Aab | . | S04 | . | T151 | 0.57 | 540.7384
DK_CA_Aab | . | S04 | . | T152 | 0.72 | 683.0379
DK_CA_Aab | . | S04 | . | T153 | 0.57 | 540.7384
DK_CA_Aab | . | S04 | . | T154 | 0.42 | 398.4388
DK_CA_Aab | . | S04 | . | T155 | 0.3 | 284.5991
DK_CA_Aab | . | S04 | . | T156 | 0.3 | 284.5991
DK_CA_Aab | . | S04 | . | T157 | 0.3 | 284.5991
DK_CA_Aab | . | S04 | . | T158 | 0.19 | 180.2461
DK_CA_Aab | . | S04 | . | T159 | 0.19 | 180.2461
DK_CA_Aab | . | S04 | . | T160 | 0.12 | 113.8397
DK_CA_Aab | . | S04 | . | T161 | 0.12 | 113.8397
DK_CA_Aab | . | S04 | . | T162 | 0.12 | 113.8397
DK_CA_Aab | . | S04 | . | T163 | 0.12 | 113.8397
DK_CA_Aab | . | S04 | . | T164 | 0.06 | 56.9198
DK_CA_Aab | . | S04 | . | T165 | 0.03 | 28.4599
DK_CA_Aab | . | S04 | . | T166 | 0.03 | 28.4599
DK_CA_Aab | . | S04 | . | T167 | 0.06 | 56.9198
DK_CA_Aab | . | S04 | . | T168 | 0.06 | 56.9198
DK_CA_Aab | . | S05 | . | T001 | 0.06 | 56.9198
DK_CA_Aab | . | S05 | . | T002 | 0.06 | 56.9198
DK_CA_Aab | . | S05 | . | T003 | 0.06 | 56.9198
DK_CA_Aab | . | S05 | . | T004 | 0.06 | 56.9198
DK_CA_Aab | . | S05 | . | T005 | 0.06 | 56.9198
DK_CA_Aab | . | S05 | . | T006 | 0.06 | 56.9198
DK_CA_Aab | . | S05 | . | T007 | 0.06 | 56.9198
DK_CA_Aab | . | S05 | . | T008 | 0.06 | 56.9198
DK_CA_Aab | . | S05 | . | T009 | 0.06 | 56.9198
DK_CA_Aab | . | S05 | . | T010 | 0.06 | 56.9198
DK_CA_Aab | . | S05 | . | T011 | 0.06 | 56.9198
DK_CA_Aab | . | S05 | . | T012 | 0.03 | 28.4599
DK_CA_Aab | . | S05 | . | T013 | 0.03 | 28.4599
DK_CA_Aab | . | S05 | . | T014 | 0 | 0
DK_CA_Aab | . | S05 | . | T015 | 0 | 0
DK_CA_Aab | . | S05 | . | T016 | 0 | 0
DK_CA_Aab | . | S05 | . | T017 | 0 | 0
DK_CA_Aab | . | S05 | . | T018 | 0 | 0
DK_CA_Aab | . | S05 | . | T019 | 0 | 0
DK_CA_Aab | . | S05 | . | T020 | 0 | 0
DK_CA_Aab | . | S05 | . | T021 | 0 | 0
DK_CA_Aab | . | S05 | . | T022 | 0 | 0
DK_CA_Aab | . | S05 | . | T023 | 0 | 0
DK_CA_Aab | . | S05 | . | T024 | 0 | 0
DK_CA_Aab | . | S05 | . | T025 | 0 | 0
DK_CA_Aab | . | S05 | . | T026 | 0 | 0
DK_CA_Aab | . | S05 | . | T027 | 0 | 0
DK_CA_Aab | . | S05 | . | T028 | 0 | 0
DK_CA_Aab | . | S05 | . | T029 | 0 | 0
DK_CA_Aab | . | S05 | . | T030 | 0 | 0
DK_CA_Aab | . | S05 | . | T031 | 0 | 0
DK_CA_Aab | . | S05 | . | T032 | 0 | 0
DK_CA_Aab | . | S05 | . | T033 | 0 | 0
DK_CA_Aab | . | S05 | . | T034 | 0 | 0
DK_CA_Aab | . | S05 | . | T035 | 0 | 0
DK_CA_Aab | . | S05 | . | T036 | 0 | 0
DK_CA_Aab | . | S05 | . | T037 | 0.03 | 28.4599
DK_CA_Aab | . | S05 | . | T038 | 0.06 | 56.9198
DK_CA_Aab | . | S05 | . | T039 | 0.12 | 113.8397
DK_CA_Aab | . | S05 | . | T040 | 0.19 | 180.2461
DK_CA_Aab | . | S05 | . | T041 | 0.12 | 113.8397
DK_CA_Aab | . | S05 | . | T042 | 0.06 | 56.9198
DK_CA_Aab | . | S05 | . | T043 | 0.06 | 56.9198
DK_CA_Aab | . | S05 | . | T044 | 0.19 | 180.2461
DK_CA_Aab | . | S05 | . | T045 | 0.19 | 180.2461
DK_CA_Aab | . | S05 | . | T046 | 0.12 | 113.8397
DK_CA_Aab | . | S05 | . | T047 | 0.12 | 113.8397
DK_CA_Aab | . | S05 | . | T048 | 0.06 | 56.9198
DK_CA_Aab | . | S05 | . | T049 | 0.06 | 56.9198
DK_CA_Aab | . | S05 | . | T050 | 0.03 | 28.4599
DK_CA_Aab | . | S05 | . | T051 | 0.03 | 28.4599
DK_CA_Aab | . | S05 | . | T052 | 0.03 | 28.4599
DK_CA_Aab | . | S05 | . | T053 | 0.03 | 28.4599
DK_CA_Aab | . | S05 | . | T054 | 0.06 | 56.9198
DK_CA_Aab | . | S05 | . | T055 | 0.06 | 56.9198
DK_CA_Aab | . | S05 | . | T056 | 0.12 | 113.8397
DK_CA_Aab | . | S05 | . | T057 | 0.12 | 113.8397
DK_CA_Aab | . | S05 | . | T058 | 0.12 | 113.8397
DK_CA_Aab | . | S05 | . | T059 | 0.19 | 180.2461
DK_CA_Aab | . | S05 | . | T060 | 0.19 | 180.2461
DK_CA_Aab | . | S05 | . | T061 | 0.19 | 180.2461
DK_CA_Aab | . | S05 | . | T062 | 0.19 | 180.2461
DK_CA_Aab | . | S05 | . | T063 | 0.19 | 180.2461
DK_CA_Aab | . | S05 | . | T064 | 0.19 | 180.2461
DK_CA_Aab | . | S05 | . | T065 | 0.19 | 180.2461
DK_CA_Aab | . | S05 | . | T066 | 0.19 | 180.2461
DK_CA_Aab | . | S05 | . | T067 | 0.19 | 180.2461
DK_CA_Aab | . | S05 | . | T068 | 0.12 | 113.8397
DK_CA_Aab | . | S05 | . | T069 | 0.12 | 113.8397
DK_CA_Aab | . | S05 | . | T070 | 0.12 | 113.8397
DK_CA_Aab | . | S05 | . | T071 | 0.12 | 113.8397
DK_CA_Aab | . | S05 | . | T072 | 0.12 | 113.8397
DK_CA_Aab | . | S05 | . | T073 | 0.12 | 113.8397
DK_CA_Aab | . | S05 | . | T074 | 0.12 | 113.8397
DK_CA_Aab | . | S05 | . | T075 | 0.12 | 113.8397
DK_CA_Aab | . | S05 | . | T076 | 0.06 | 56.9198
DK_CA_Aab | . | S05 | . | T077 | 0.12 | 113.8397
DK_CA_Aab | . | S05 | . | T078 | 0.12 | 113.8397
DK_CA_Aab | . | S05 | . | T079 | 0.12 | 113.8397
DK_CA_Aab | . | S05 | . | T080 | 0.12 | 113.8397
DK_CA_Aab | . | S05 | . | T081 | 0.12 | 113.8397
DK_CA_Aab | . | S05 | . | T082 | 0.12 | 113.8397
DK_CA_Aab | . | S05 | . | T083 | 0.12 | 113.8397
DK_CA_Aab | . | S05 | . | T084 | 0.19 | 180.2461
DK_CA_Aab | . | S05 | . | T085 | 0.19 | 180.2461
DK_CA_Aab | . | S05 | . | T086 | 0.19 | 180.2461
DK_CA_Aab | . | S05 | . | T087 | 0.19 | 180.2461
DK_CA_Aab | . | S05 | . | T088 | 0.19 | 180.2461
DK_CA_Aab | . | S05 | . | T089 | 0.19 | 180.2461
DK_CA_Aab | . | S05 | . | T090 | 0.3 | 284.5991
DK_CA_Aab | . | S05 | . | T091 | 0.3 | 284.5991
DK_CA_Aab | . | S05 | . | T092 | 0.3 | 284.5991
DK_CA_Aab | . | S05 | . | T093 | 0.19 | 180.2461
DK_CA_Aab | . | S05 | . | T094 | 0.12 | 113.8397
DK_CA_Aab | . | S05 | . | T095 | 0.12 | 113.8397
DK_CA_Aab | . | S05 | . | T096 | 0.06 | 56.9198
DK_CA_Aab | . | S05 | . | T097 | 0.06 | 56.9198
DK_CA_Aab | . | S05 | . | T098 | 0.06 | 56.9198
DK_CA_Aab | . | S05 | . | T099 | 0.06 | 56.9198
DK_CA_Aab | . | S05 | . | T100 | 0.03 | 28.4599
DK_CA_Aab | . | S05 | . | T101 | 0.03 | 28.4599
DK_CA_Aab | . | S05 | . | T102 | 0.03 | 28.4599
DK_CA_Aab | . | S05 | . | T103 | 0.06 | 56.9198
DK_CA_Aab | . | S05 | . | T104 | 0.12 | 113.8397
DK_CA_Aab | . | S05 | . | T105 | 0.19 | 180.2461
DK_CA_Aab | . | S05 | . | T106 | 0.19 | 180.2461
DK_CA_Aab | . | S05 | . | T107 | 0.19 | 180.2461
DK_CA_Aab | . | S05 | . | T108 | 0.19 | 180.2461
DK_CA_Aab | . | S05 | . | T109 | 0.3 | 284.5991
DK_CA_Aab | . | S05 | . | T110 | 0.3 | 284.5991
DK_CA_Aab | . | S05 | . | T111 | 0.3 | 284.5991
DK_CA_Aab | . | S05 | . | T112 | 0.3 | 284.5991
DK_CA_Aab | . | S05 | . | T113 | 0.19 | 180.2461
DK_CA_Aab | . | S05 | . | T114 | 0.19 | 180.2461
DK_CA_Aab | . | S05 | . | T115 | 0.19 | 180.2461
DK_CA_Aab | . | S05 | . | T116 | 0.19 | 180.2461
DK_CA_Aab | . | S05 | . | T117 | 0.12 | 113.8397
DK_CA_Aab | . | S05 | . | T118 | 0.12 | 113.8397
DK_CA_Aab | . | S05 | . | T119 | 0.19 | 180.2461
DK_CA_Aab | . | S05 | . | T120 | 0.19 | 180.2461
DK_CA_Aab | . | S05 | . | T121 | 0.12 | 113.8397
DK_CA_Aab | . | S05 | . | T122 | 0.12 | 113.8397
DK_CA_Aab | . | S05 | . | T123 | 0.12 | 113.8397
DK_CA_Aab | . | S05 | . | T124 | 0.12 | 113.8397
DK_CA_Aab | . | S05 | . | T125 | 0.19 | 180.2461
DK_CA_Aab | . | S05 | . | T126 | 0.19 | 180.2461
DK_CA_Aab | . | S05 | . | T127 | 0.3 | 284.5991
DK_CA_Aab | . | S05 | . | T128 | 0.57 | 540.7384
DK_CA_Aab | . | S05 | . | T129 | 0.57 | 540.7384
DK_CA_Aab | . | S05 | . | T130 | 0.57 | 540.7384
DK_CA_Aab | . | S05 | . | T131 | 0.57 | 540.7384
DK_CA_Aab | . | S05 | . | T132 | 0.57 | 540.7384
DK_CA_Aab | . | S05 | . | T133 | 0.57 | 540.7384
DK_CA_Aab | . | S05 | . | T134 | 0.57 | 540.7384
DK_CA_Aab | . | S05 | . | T135 | 0.57 | 540.7384
DK_CA_Aab | . | S05 | . | T136 | 0.72 | 683.0379
DK_CA_Aab | . | S05 | . | T137 | 0.72 | 683.0379
DK_CA_Aab | . | S05 | . | T138 | 0.72 | 683.0379
DK_CA_Aab | . | S05 | . | T139 | 0.85 | 806.3642
DK_CA_Aab | . | S05 | . | T140 | 0.85 | 806.3642
DK_CA_Aab | . | S05 | . | T141 | 0.72 | 683.0379
DK_CA_Aab | . | S05 | . | T142 | 0.72 | 683.0379
DK_CA_Aab | . | S05 | . | T143 | 0.57 | 540.7384
DK_CA_Aab | . | S05 | . | T144 | 0.57 | 540.7384
DK_CA_Aab | . | S05 | . | T145 | 0.57 | 540.7384
DK_CA_Aab | . | S05 | . | T146 | 0.57 | 540.7384
DK_CA_Aab | . | S05 | . | T147 | 0.57 | 540.7384
DK_CA_Aab | . | S05 | . | T148 | 0.72 | 683.0379
DK_CA_Aab | . | S05 | . | T149 | 0.72 | 683.0379
DK_CA_Aab | . | S05 | . | T150 | 0.72 | 683.0379
DK_CA_Aab | . | S05 | . | T151 | 0.85 | 806.3642
DK_CA_Aab | . | S05 | . | T152 | 0.85 | 806.3642
DK_CA_Aab | . | S05 | . | T153 | 0.85 | 806.3642
DK_CA_Aab | . | S05 | . | T154 | 0.95 | 901.2306
DK_CA_Aab | . | S05 | . | T155 | 0.95 | 901.2306
DK_CA_Aab | . | S05 | . | T156 | 0.99 | 939.1772
DK_CA_Aab | . | S05 | . | T157 | 1 | 948.6638
DK_CA_Aab | . | S05 | . | T158 | 1 | 948.6638
DK_CA_Aab | . | S05 | . | T159 | 1 | 948.6638
DK_CA_Aab | . | S05 | . | T160 | 1 | 948.6638
DK_CA_Aab | . | S05 | . | T161 | 1 | 948.6638
DK_CA_Aab | . | S05 | . | T162 | 1 | 948.6638
DK_CA_Aab | . | S05 | . | T163 | 1 | 948.6638
DK_CA_Aab | . | S05 | . | T164 | 1 | 948.6638
DK_CA_Aab | . | S05 | . | T165 | 1 | 948.6638
DK_CA_Aab | . | S05 | . | T166 | 1 | 948.6638
DK_CA_Aab | . | S05 | . | T167 | 0.99 | 939.1772
DK_CA_Aab | . | S05 | . | T168 | 0.99 | 939.1772
DK_CA_Aab | . | S06 | . | T001 | 0.95 | 901.2306
DK_CA_Aab | . | S06 | . | T002 | 0.95 | 901.2306
DK_CA_Aab | . | S06 | . | T003 | 0.95 | 901.2306
DK_CA_Aab | . | S06 | . | T004 | 0.95 | 901.2306
DK_CA_Aab | . | S06 | . | T005 | 0.85 | 806.3642
DK_CA_Aab | . | S06 | . | T006 | 0.85 | 806.3642
DK_CA_Aab | . | S06 | . | T007 | 0.85 | 806.3642
DK_CA_Aab | . | S06 | . | T008 | 0.85 | 806.3642
DK_CA_Aab | . | S06 | . | T009 | 0.85 | 806.3642
DK_CA_Aab | . | S06 | . | T010 | 0.85 | 806.3642
DK_CA_Aab | . | S06 | . | T011 | 0.85 | 806.3642
DK_CA_Aab | . | S06 | . | T012 | 0.85 | 806.3642
DK_CA_Aab | . | S06 | . | T013 | 0.85 | 806.3642
DK_CA_Aab | . | S06 | . | T014 | 0.95 | 901.2306
DK_CA_Aab | . | S06 | . | T015 | 0.99 | 939.1772
DK_CA_Aab | . | S06 | . | T016 | 1 | 948.6638
DK_CA_Aab | . | S06 | . | T017 | 1 | 948.6638
DK_CA_Aab | . | S06 | . | T018 | 1 | 948.6638
DK_CA_Aab | . | S06 | . | T019 | 1 | 948.6638
DK_CA_Aab | . | S06 | . | T020 | 1 | 948.6638
DK_CA_Aab | . | S06 | . | T021 | 1 | 948.6638
DK_CA_Aab | . | S06 | . | T022 | 1 | 948.6638
DK_CA_Aab | . | S06 | . | T023 | 1 | 948.6638
DK_CA_Aab | . | S06 | . | T024 | 1 | 948.6638
DK_CA_Aab | . | S06 | . | T025 | 1 | 948.6638
DK_CA_Aab | . | S06 | . | T026 | 1 | 948.6638
DK_CA_Aab | . | S06 | . | T027 | 1 | 948.6638
DK_CA_Aab | . | S06 | . | T028 | 1 | 948.6638
DK_CA_Aab | . | S06 | . | T029 | 1 | 948.6638
DK_CA_Aab | . | S06 | . | T030 | 1 | 948.6638
DK_CA_Aab | . | S06 | . | T031 | 1 | 948.6638
DK_CA_Aab | . | S06 | . | T032 | 1 | 948.6638
DK_CA_Aab | . | S06 | . | T033 | 1 | 948.6638
DK_CA_Aab | . | S06 | . | T034 | 1 | 948.6638
DK_CA_Aab | . | S06 | . | T035 | 1 | 948.6638
DK_CA_Aab | . | S06 | . | T036 | 0.99 | 939.1772
DK_CA_Aab | . | S06 | . | T037 | 0.95 | 901.2306
DK_CA_Aab | . | S06 | . | T038 | 0.72 | 683.0379
DK_CA_Aab | . | S06 | . | T039 | 0.57 | 540.7384
DK_CA_Aab | . | S06 | . | T040 | 0.57 | 540.7384
DK_CA_Aab | . | S06 | . | T041 | 0.72 | 683.0379
DK_CA_Aab | . | S06 | . | T042 | 0.72 | 683.0379
DK_CA_Aab | . | S06 | . | T043 | 0.72 | 683.0379
DK_CA_Aab | . | S06 | . | T044 | 0.57 | 540.7384
DK_CA_Aab | . | S06 | . | T045 | 0.57 | 540.7384
DK_CA_Aab | . | S06 | . | T046 | 0.42 | 398.4388
DK_CA_Aab | . | S06 | . | T047 | 0.42 | 398.4388
DK_CA_Aab | . | S06 | . | T048 | 0.3 | 284.5991
DK_CA_Aab | . | S06 | . | T049 | 0.3 | 284.5991
DK_CA_Aab | . | S06 | . | T050 | 0.19 | 180.2461
DK_CA_Aab | . | S06 | . | T051 | 0.3 | 284.5991
DK_CA_Aab | . | S06 | . | T052 | 0.3 | 284.5991
DK_CA_Aab | . | S06 | . | T053 | 0.42 | 398.4388
DK_CA_Aab | . | S06 | . | T054 | 0.57 | 540.7384
DK_CA_Aab | . | S06 | . | T055 | 0.72 | 683.0379
DK_CA_Aab | . | S06 | . | T056 | 0.85 | 806.3642
DK_CA_Aab | . | S06 | . | T057 | 0.85 | 806.3642
DK_CA_Aab | . | S06 | . | T058 | 0.99 | 939.1772
DK_CA_Aab | . | S06 | . | T059 | 0.99 | 939.1772
DK_CA_Aab | . | S06 | . | T060 | 1 | 948.6638
DK_CA_Aab | . | S06 | . | T061 | 1 | 948.6638
DK_CA_Aab | . | S06 | . | T062 | 1 | 948.6638
DK_CA_Aab | . | S06 | . | T063 | 1 | 948.6638
DK_CA_Aab | . | S06 | . | T064 | 1 | 948.6638
DK_CA_Aab | . | S06 | . | T065 | 1 | 948.6638
DK_CA_Aab | . | S06 | . | T066 | 1 | 948.6638
DK_CA_Aab | . | S06 | . | T067 | 1 | 948.6638
DK_CA_Aab | . | S06 | . | T068 | 1 | 948.6638
DK_CA_Aab | . | S06 | . | T069 | 1 | 948.6638
DK_CA_Aab | . | S06 | . | T070 | 1 | 948.6638
DK_CA_Aab | . | S06 | . | T071 | 1 | 948.6638
DK_CA_Aab | . | S06 | . | T072 | 1 | 948.6638
DK_CA_Aab | . | S06 | . | T073 | 1 | 948.6638
DK_CA_Aab | . | S06 | . | T074 | 1 | 948.6638
DK_CA_Aab | . | S06 | . | T075 | 1 | 948.6638
DK_CA_Aab | . | S06 | . | T076 | 1 | 948.6638
DK_CA_Aab | . | S06 | . | T077 | 1 | 948.6638
DK_CA_Aab | . | S06 | . | T078 | 1 | 948.6638
DK_CA_Aab | . | S06 | . | T079 | 1 | 948.6638
DK_CA_Aab | . | S06 | . | T080 | 1 | 948.6638
DK_CA_Aab | . | S06 | . | T081 | 1 | 948.6638
DK_CA_Aab | . | S06 | . | T082 | 1 | 948.6638
DK_CA_Aab | . | S06 | . | T083 | 1 | 948.6638
DK_CA_Aab | . | S06 | . | T084 | 1 | 948.6638
DK_CA_Aab | . | S06 | . | T085 | 1 | 948.6638
DK_CA_Aab | . | S06 | . | T086 | 1 | 948.6638
DK_CA_Aab | . | S06 | . | T087 | 1 | 948.6638
DK_CA_Aab | . | S06 | . | T088 | 1 | 948.6638
DK_CA_Aab | . | S06 | . | T089 | 1 | 948.6638
DK_CA_Aab | . | S06 | . | T090 | 1 | 948.6638
DK_CA_Aab | . | S06 | . | T091 | 1 | 948.6638
DK_CA_Aab | . | S06 | . | T092 | 1 | 948.6638
DK_CA_Aab | . | S06 | . | T093 | 1 | 948.6638
DK_CA_Aab | . | S06 | . | T094 | 0.99 | 939.1772
DK_CA_Aab | . | S06 | . | T095 | 0.95 | 901.2306
DK_CA_Aab | . | S06 | . | T096 | 0.85 | 806.3642
DK_CA_Aab | . | S06 | . | T097 | 0.72 | 683.0379
DK_CA_Aab | . | S06 | . | T098 | 0.57 | 540.7384
DK_CA_Aab | . | S06 | . | T099 | 0.57 | 540.7384
DK_CA_Aab | . | S06 | . | T100 | 0.3 | 284.5991
DK_CA_Aab | . | S06 | . | T101 | 0.3 | 284.5991
DK_CA_Aab | . | S06 | . | T102 | 0.3 | 284.5991
DK_CA_Aab | . | S06 | . | T103 | 0.3 | 284.5991
DK_CA_Aab | . | S06 | . | T104 | 0.19 | 180.2461
DK_CA_Aab | . | S06 | . | T105 | 0 | 0
DK_CA_Aab | . | S06 | . | T106 | 0.12 | 113.8397
DK_CA_Aab | . | S06 | . | T107 | 0.85 | 806.3642
DK_CA_Aab | . | S06 | . | T108 | 0.95 | 901.2306
DK_CA_Aab | . | S06 | . | T109 | 0.72 | 683.0379
DK_CA_Aab | . | S06 | . | T110 | 0.42 | 398.4388
DK_CA_Aab | . | S06 | . | T111 | 0.3 | 284.5991
DK_CA_Aab | . | S06 | . | T112 | 0.3 | 284.5991
DK_CA_Aab | . | S06 | . | T113 | 0.3 | 284.5991
DK_CA_Aab | . | S06 | . | T114 | 0.42 | 398.4388
DK_CA_Aab | . | S06 | . | T115 | 0.3 | 284.5991
DK_CA_Aab | . | S06 | . | T116 | 0.3 | 284.5991
DK_CA_Aab | . | S06 | . | T117 | 0.3 | 284.5991
DK_CA_Aab | . | S06 | . | T118 | 0.3 | 284.5991
DK_CA_Aab | . | S06 | . | T119 | 0.3 | 284.5991
DK_CA_Aab | . | S06 | . | T120 | 0.42 | 398.4388
DK_CA_Aab | . | S06 | . | T121 | 0.42 | 398.4388
DK_CA_Aab | . | S06 | . | T122 | 0.42 | 398.4388
DK_CA_Aab | . | S06 | . | T123 | 0.57 | 540.7384
DK_CA_Aab | . | S06 | . | T124 | 0.57 | 540.7384
DK_CA_Aab | . | S06 | . | T125 | 0.57 | 540.7384
DK_CA_Aab | . | S06 | . | T126 | 0.57 | 540.7384
DK_CA_Aab | . | S06 | . | T127 | 0.42 | 398.4388
DK_CA_Aab | . | S06 | . | T128 | 0.3 | 284.5991
DK_CA_Aab | . | S06 | . | T129 | 0.3 | 284.5991
DK_CA_Aab | . | S06 | . | T130 | 0.19 | 180.2461
DK_CA_Aab | . | S06 | . | T131 | 0.12 | 113.8397
DK_CA_Aab | . | S06 | . | T132 | 0.06 | 56.9198
DK_CA_Aab | . | S06 | . | T133 | 0.06 | 56.9198
DK_CA_Aab | . | S06 | . | T134 | 0.03 | 28.4599
DK_CA_Aab | . | S06 | . | T135 | 0 | 0
DK_CA_Aab | . | S06 | . | T136 | 0 | 0
DK_CA_Aab | . | S06 | . | T137 | 0 | 0
DK_CA_Aab | . | S06 | . | T138 | 0 | 0
DK_CA_Aab | . | S06 | . | T139 | 0 | 0
DK_CA_Aab | . | S06 | . | T140 | 0 | 0
DK_CA_Aab | . | S06 | . | T141 | 0 | 0
DK_CA_Aab | . | S06 | . | T142 | 0 | 0
DK_CA_Aab | . | S06 | . | T143 | 0 | 0
DK_CA_Aab | . | S06 | . | T144 | 0 | 0
DK_CA_Aab | . | S06 | . | T145 | 0 | 0
DK_CA_Aab | . | S06 | . | T146 | 0 | 0
DK_CA_Aab | . | S06 | . | T147 | 0.03 | 28.4599
DK_CA_Aab | . | S06 | . | T148 | 0.06 | 56.9198
DK_CA_Aab | . | S06 | . | T149 | 0.06 | 56.9198
DK_CA_Aab | . | S06 | . | T150 | 0.12 | 113.8397
DK_CA_Aab | . | S06 | . | T151 | 0.12 | 113.8397
DK_CA_Aab | . | S06 | . | T152 | 0.06 | 56.9198
DK_CA_Aab | . | S06 | . | T153 | 0.06 | 56.9198
DK_CA_Aab | . | S06 | . | T154 | 0.12 | 113.8397
DK_CA_Aab | . | S06 | . | T155 | 0.3 | 284.5991
DK_CA_Aab | . | S06 | . | T156 | 0.42 | 398.4388
DK_CA_Aab | . | S06 | . | T157 | 0.42 | 398.4388
DK_CA_Aab | . | S06 | . | T158 | 0.42 | 398.4388
DK_CA_Aab | . | S06 | . | T159 | 0.57 | 540.7384
DK_CA_Aab | . | S06 | . | T160 | 0.57 | 540.7384
DK_CA_Aab | . | S06 | . | T161 | 0.72 | 683.0379
DK_CA_Aab | . | S06 | . | T162 | 0.85 | 806.3642
DK_CA_Aab | . | S06 | . | T163 | 0.95 | 901.2306
DK_CA_Aab | . | S06 | . | T164 | 0.99 | 939.1772
DK_CA_Aab | . | S06 | . | T165 | 1 | 948.6638
DK_CA_Aab | . | S06 | . | T166 | 1 | 948.6638
DK_CA_Aab | . | S06 | . | T167 | 1 | 948.6638
DK_CA_Aab | . | S06 | . | T168 | 1 | 948.6638
DK_CA_Aab | . | S07 | . | T001 | 1 | 948.6638
DK_CA_Aab | . | S07 | . | T002 | 1 | 948.6638
DK_CA_Aab | . | S07 | . | T003 | 1 | 948.6638
DK_CA_Aab | . | S07 | . | T004 | 1 | 948.6638
DK_CA_Aab | . | S07 | . | T005 | 1 | 948.6638
DK_CA_Aab | . | S07 | . | T006 | 1 | 948.6638
DK_CA_Aab | . | S07 | . | T007 | 1 | 948.6638
DK_CA_Aab | . | S07 | . | T008 | 1 | 948.6638
DK_CA_Aab | . | S07 | . | T009 | 1 | 948.6638
DK_CA_Aab | . | S07 | . | T010 | 1 | 948.6638
DK_CA_Aab | . | S07 | . | T011 | 1 | 948.6638
DK_CA_Aab | . | S07 | . | T012 | 1 | 948.6638
DK_CA_Aab | . | S07 | . | T013 | 1 | 948.6638
DK_CA_Aab | . | S07 | . | T014 | 1 | 948.6638
DK_CA_Aab | . | S07 | . | T015 | 1 | 948.6638
DK_CA_Aab | . | S07 | . | T016 | 1 | 948.6638
DK_CA_Aab | . | S07 | . | T017 | 1 | 948.6638
DK_CA_Aab | . | S07 | . | T018 | 1 | 948.6638
DK_CA_Aab | . | S07 | . | T019 | 1 | 948.6638
DK_CA_Aab | . | S07 | . | T020 | 1 | 948.6638
DK_CA_Aab | . | S07 | . | T021 | 1 | 948.6638
DK_CA_Aab | . | S07 | . | T022 | 1 | 948.6638
DK_CA_Aab | . | S07 | . | T023 | 1 | 948.6638
DK_CA_Aab | . | S07 | . | T024 | 1 | 948.6638
DK_CA_Aab | . | S07 | . | T025 | 1 | 948.6638
DK_CA_Aab | . | S07 | . | T026 | 0.99 | 939.1772
DK_CA_Aab | . | S07 | . | T027 | 0.99 | 939.1772
DK_CA_Aab | . | S07 | . | T028 | 0.99 | 939.1772
DK_CA_Aab | . | S07 | . | T029 | 0.95 | 901.2306
DK_CA_Aab | . | S07 | . | T030 | 0.85 | 806.3642
DK_CA_Aab | . | S07 | . | T031 | 0.85 | 806.3642
DK_CA_Aab | . | S07 | . | T032 | 0.72 | 683.0379
DK_CA_Aab | . | S07 | . | T033 | 0.57 | 540.7384
DK_CA_Aab | . | S07 | . | T034 | 0.57 | 540.7384
DK_CA_Aab | . | S07 | . | T035 | 0.42 | 398.4388
DK_CA_Aab | . | S07 | . | T036 | 0.42 | 398.4388
DK_CA_Aab | . | S07 | . | T037 | 0.42 | 398.4388
DK_CA_Aab | . | S07 | . | T038 | 0.42 | 398.4388
DK_CA_Aab | . | S07 | . | T039 | 0.57 | 540.7384
DK_CA_Aab | . | S07 | . | T040 | 0.57 | 540.7384
DK_CA_Aab | . | S07 | . | T041 | 0.57 | 540.7384
DK_CA_Aab | . | S07 | . | T042 | 0.72 | 683.0379
DK_CA_Aab | . | S07 | . | T043 | 0.72 | 683.0379
DK_CA_Aab | . | S07 | . | T044 | 0.72 | 683.0379
DK_CA_Aab | . | S07 | . | T045 | 0.72 | 683.0379
DK_CA_Aab | . | S07 | . | T046 | 0.72 | 683.0379
DK_CA_Aab | . | S07 | . | T047 | 0.72 | 683.0379
DK_CA_Aab | . | S07 | . | T048 | 0.72 | 683.0379
DK_CA_Aab | . | S07 | . | T049 | 0.72 | 683.0379
DK_CA_Aab | . | S07 | . | T050 | 0.85 | 806.3642
DK_CA_Aab | . | S07 | . | T051 | 0.85 | 806.3642
DK_CA_Aab | . | S07 | . | T052 | 0.85 | 806.3642
DK_CA_Aab | . | S07 | . | T053 | 0.72 | 683.0379
DK_CA_Aab | . | S07 | . | T054 | 0.72 | 683.0379
DK_CA_Aab | . | S07 | . | T055 | 0.72 | 683.0379
DK_CA_Aab | . | S07 | . | T056 | 0.57 | 540.7384
DK_CA_Aab | . | S07 | . | T057 | 0.57 | 540.7384
DK_CA_Aab | . | S07 | . | T058 | 0.57 | 540.7384
DK_CA_Aab | . | S07 | . | T059 | 0.57 | 540.7384
DK_CA_Aab | . | S07 | . | T060 | 0.42 | 398.4388
DK_CA_Aab | . | S07 | . | T061 | 0.42 | 398.4388
DK_CA_Aab | . | S07 | . | T062 | 0.3 | 284.5991
DK_CA_Aab | . | S07 | . | T063 | 0.3 | 284.5991
DK_CA_Aab | . | S07 | . | T064 | 0.19 | 180.2461
DK_CA_Aab | . | S07 | . | T065 | 0.19 | 180.2461
DK_CA_Aab | . | S07 | . | T066 | 0.19 | 180.2461
DK_CA_Aab | . | S07 | . | T067 | 0.19 | 180.2461
DK_CA_Aab | . | S07 | . | T068 | 0.19 | 180.2461
DK_CA_Aab | . | S07 | . | T069 | 0.19 | 180.2461
DK_CA_Aab | . | S07 | . | T070 | 0.19 | 180.2461
DK_CA_Aab | . | S07 | . | T071 | 0.19 | 180.2461
DK_CA_Aab | . | S07 | . | T072 | 0.19 | 180.2461
DK_CA_Aab | . | S07 | . | T073 | 0.19 | 180.2461
DK_CA_Aab | . | S07 | . | T074 | 0.19 | 180.2461
DK_CA_Aab | . | S07 | . | T075 | 0.3 | 284.5991
DK_CA_Aab | . | S07 | . | T076 | 0.3 | 284.5991
DK_CA_Aab | . | S07 | . | T077 | 0.3 | 284.5991
DK_CA_Aab | . | S07 | . | T078 | 0.42 | 398.4388
DK_CA_Aab | . | S07 | . | T079 | 0.42 | 398.4388
DK_CA_Aab | . | S07 | . | T080 | 0.3 | 284.5991
DK_CA_Aab | . | S07 | . | T081 | 0.3 | 284.5991
DK_CA_Aab | . | S07 | . | T082 | 0.3 | 284.5991
DK_CA_Aab | . | S07 | . | T083 | 0.3 | 284.5991
DK_CA_Aab | . | S07 | . | T084 | 0.3 | 284.5991
DK_CA_Aab | . | S07 | . | T085 | 0.3 | 284.5991
DK_CA_Aab | . | S07 | . | T086 | 0.42 | 398.4388
DK_CA_Aab | . | S07 | . | T087 | 0.42 | 398.4388
DK_CA_Aab | . | S07 | . | T088 | 0.42 | 398.4388
DK_CA_Aab | . | S07 | . | T089 | 0.42 | 398.4388
DK_CA_Aab | . | S07 | . | T090 | 0.3 | 284.5991
DK_CA_Aab | . | S07 | . | T091 | 0.3 | 284.5991
DK_CA_Aab | . | S07 | . | T092 | 0.3 | 284.5991
DK_CA_Aab | . | S07 | . | T093 | 0.3 | 284.5991
DK_CA_Aab | . | S07 | . | T094 | 0.3 | 284.5991
DK_CA_Aab | . | S07 | . | T095 | 0.3 | 284.5991
DK_CA_Aab | . | S07 | . | T096 | 0.3 | 284.5991
DK_CA_Aab | . | S07 | . | T097 | 0.3 | 284.5991
DK_CA_Aab | . | S07 | . | T098 | 0.3 | 284.5991
DK_CA_Aab | . | S07 | . | T099 | 0.3 | 284.5991
DK_CA_Aab | . | S07 | . | T100 | 0.3 | 284.5991
DK_CA_Aab | . | S07 | . | T101 | 0.42 | 398.4388
DK_CA_Aab | . | S07 | . | T102 | 0.42 | 398.4388
DK_CA_Aab | . | S07 | . | T103 | 0.42 | 398.4388
DK_CA_Aab | . | S07 | . | T104 | 0.57 | 540.7384
DK_CA_Aab | . | S07 | . | T105 | 0.57 | 540.7384
DK_CA_Aab | . | S07 | . | T106 | 0.57 | 540.7384
DK_CA_Aab | . | S07 | . | T107 | 0.57 | 540.7384
DK_CA_Aab | . | S07 | . | T108 | 0.57 | 540.7384
DK_CA_Aab | . | S07 | . | T109 | 0.57 | 540.7384
DK_CA_Aab | . | S07 | . | T110 | 0.57 | 540.7384
DK_CA_Aab | . | S07 | . | T111 | 0.57 | 540.7384
DK_CA_Aab | . | S07 | . | T112 | 0.42 | 398.4388
DK_CA_Aab | . | S07 | . | T113 | 0.42 | 398.4388
DK_CA_Aab | . | S07 | . | T114 | 0.3 | 284.5991
DK_CA_Aab | . | S07 | . | T115 | 0.19 | 180.2461
DK_CA_Aab | . | S07 | . | T116 | 0.12 | 113.8397
DK_CA_Aab | . | S07 | . | T117 | 0.12 | 113.8397
DK_CA_Aab | . | S07 | . | T118 | 0.12 | 113.8397
DK_CA_Aab | . | S07 | . | T119 | 0.06 | 56.9198
DK_CA_Aab | . | S07 | . | T120 | 0.06 | 56.9198
DK_CA_Aab | . | S07 | . | T121 | 0.06 | 56.9198
DK_CA_Aab | . | S07 | . | T122 | 0.06 | 56.9198
DK_CA_Aab | . | S07 | . | T123 | 0.06 | 56.9198
DK_CA_Aab | . | S07 | . | T124 | 0.06 | 56.9198
DK_CA_Aab | . | S07 | . | T125 | 0.06 | 56.9198
DK_CA_Aab | . | S07 | . | T126 | 0.06 | 56.9198
DK_CA_Aab | . | S07 | . | T127 | 0.06 | 56.9198
DK_CA_Aab | . | S07 | . | T128 | 0.12 | 113.8397
DK_CA_Aab | . | S07 | . | T129 | 0.12 | 113.8397
DK_CA_Aab | . | S07 | . | T130 | 0.19 | 180.2461
DK_CA_Aab | . | S07 | . | T131 | 0.19 | 180.2461
DK_CA_Aab | . | S07 | . | T132 | 0.3 | 284.5991
DK_CA_Aab | . | S07 | . | T133 | 0.3 | 284.5991
DK_CA_Aab | . | S07 | . | T134 | 0.3 | 284.5991
DK_CA_Aab | . | S07 | . | T135 | 0.3 | 284.5991
DK_CA_Aab | . | S07 | . | T136 | 0.42 | 398.4388
DK_CA_Aab | . | S07 | . | T137 | 0.42 | 398.4388
DK_CA_Aab | . | S07 | . | T138 | 0.57 | 540.7384
DK_CA_Aab | . | S07 | . | T139 | 0.57 | 540.7384
DK_CA_Aab | . | S07 | . | T140 | 0.42 | 398.4388
DK_CA_Aab | . | S07 | . | T141 | 0.42 | 398.4388
DK_CA_Aab | . | S07 | . | T142 | 0.3 | 284.5991
DK_CA_Aab | . | S07 | . | T143 | 0.19 | 180.2461
DK_CA_Aab | . | S07 | . | T144 | 0.19 | 180.2461
DK_CA_Aab | . | S07 | . | T145 | 0.19 | 180.2461
DK_CA_Aab | . | S07 | . | T146 | 0.12 | 113.8397
DK_CA_Aab | . | S07 | . | T147 | 0.12 | 113.8397
DK_CA_Aab | . | S07 | . | T148 | 0.12 | 113.8397
DK_CA_Aab | . | S07 | . | T149 | 0.06 | 56.9198
DK_CA_Aab | . | S07 | . | T150 | 0.03 | 28.4599
DK_CA_Aab | . | S07 | . | T151 | 0 | 0
DK_CA_Aab | . | S07 | . | T152 | 0 | 0
DK_CA_Aab | . | S07 | . | T153 | 0 | 0
DK_CA_Aab | . | S07 | . | T154 | 0 | 0
DK_CA_Aab | . | S07 | . | T155 | 0 | 0
DK_CA_Aab | . | S07 | . | T156 | 0 | 0
DK_CA_Aab | . | S07 | . | T157 | 0 | 0
DK_CA_Aab | . | S07 | . | T158 | 0.03 | 28.4599
DK_CA_Aab | . | S07 | . | T159 | 0.06 | 56.9198
DK_CA_Aab | . | S07 | . | T160 | 0.12 | 113.8397
DK_CA_Aab | . | S07 | . | T161 | 0.19 | 180.2461
DK_CA_Aab | . | S07 | . | T162 | 0.3 | 284.5991
DK_CA_Aab | . | S07 | . | T163 | 0.3 | 284.5991
DK_CA_Aab | . | S07 | . | T164 | 0.42 | 398.4388
DK_CA_Aab | . | S07 | . | T165 | 0.42 | 398.4388
DK_CA_Aab | . | S07 | . | T166 | 0.57 | 540.7384
DK_CA_Aab | . | S07 | . | T167 | 0.57 | 540.7384
DK_CA_Aab | . | S07 | . | T168 | 0.57 | 540.7384
DK_CA_Aab | . | S08 | . | T001 | 0.72 | 683.0379
DK_CA_Aab | . | S08 | . | T002 | 0.85 | 806.3642
DK_CA_Aab | . | S08 | . | T003 | 0.85 | 806.3642
DK_CA_Aab | . | S08 | . | T004 | 0.95 | 901.2306
DK_CA_Aab | . | S08 | . | T005 | 0.99 | 939.1772
DK_CA_Aab | . | S08 | . | T006 | 0.99 | 939.1772
DK_CA_Aab | . | S08 | . | T007 | 0.99 | 939.1772
DK_CA_Aab | . | S08 | . | T008 | 0.99 | 939.1772
DK_CA_Aab | . | S08 | . | T009 | 0.99 | 939.1772
DK_CA_Aab | . | S08 | . | T010 | 0.99 | 939.1772
DK_CA_Aab | . | S08 | . | T011 | 0.99 | 939.1772
DK_CA_Aab | . | S08 | . | T012 | 0.95 | 901.2306
DK_CA_Aab | . | S08 | . | T013 | 0.95 | 901.2306
DK_CA_Aab | . | S08 | . | T014 | 0.85 | 806.3642
DK_CA_Aab | . | S08 | . | T015 | 0.72 | 683.0379
DK_CA_Aab | . | S08 | . | T016 | 0.72 | 683.0379
DK_CA_Aab | . | S08 | . | T017 | 0.72 | 683.0379
DK_CA_Aab | . | S08 | . | T018 | 0.72 | 683.0379
DK_CA_Aab | . | S08 | . | T019 | 0.57 | 540.7384
DK_CA_Aab | . | S08 | . | T020 | 0.57 | 540.7384
DK_CA_Aab | . | S08 | . | T021 | 0.42 | 398.4388
DK_CA_Aab | . | S08 | . | T022 | 0.42 | 398.4388
DK_CA_Aab | . | S08 | . | T023 | 0.42 | 398.4388
DK_CA_Aab | . | S08 | . | T024 | 0.42 | 398.4388
DK_CA_Aab | . | S08 | . | T025 | 0.42 | 398.4388
DK_CA_Aab | . | S08 | . | T026 | 0.57 | 540.7384
DK_CA_Aab | . | S08 | . | T027 | 0.57 | 540.7384
DK_CA_Aab | . | S08 | . | T028 | 0.57 | 540.7384
DK_CA_Aab | . | S08 | . | T029 | 0.42 | 398.4388
DK_CA_Aab | . | S08 | . | T030 | 0.42 | 398.4388
DK_CA_Aab | . | S08 | . | T031 | 0.42 | 398.4388
DK_CA_Aab | . | S08 | . | T032 | 0.42 | 398.4388
DK_CA_Aab | . | S08 | . | T033 | 0.57 | 540.7384
DK_CA_Aab | . | S08 | . | T034 | 0.72 | 683.0379
DK_CA_Aab | . | S08 | . | T035 | 0.85 | 806.3642
DK_CA_Aab | . | S08 | . | T036 | 0.85 | 806.3642
DK_CA_Aab | . | S08 | . | T037 | 0.95 | 901.2306
DK_CA_Aab | . | S08 | . | T038 | 0.95 | 901.2306
DK_CA_Aab | . | S08 | . | T039 | 0.95 | 901.2306
DK_CA_Aab | . | S08 | . | T040 | 0.95 | 901.2306
DK_CA_Aab | . | S08 | . | T041 | 0.95 | 901.2306
DK_CA_Aab | . | S08 | . | T042 | 0.99 | 939.1772
DK_CA_Aab | . | S08 | . | T043 | 0.99 | 939.1772
DK_CA_Aab | . | S08 | . | T044 | 1 | 948.6638
DK_CA_Aab | . | S08 | . | T045 | 1 | 948.6638
DK_CA_Aab | . | S08 | . | T046 | 1 | 948.6638
DK_CA_Aab | . | S08 | . | T047 | 1 | 948.6638
DK_CA_Aab | . | S08 | . | T048 | 1 | 948.6638
DK_CA_Aab | . | S08 | . | T049 | 1 | 948.6638
DK_CA_Aab | . | S08 | . | T050 | 1 | 948.6638
DK_CA_Aab | . | S08 | . | T051 | 0.99 | 939.1772
DK_CA_Aab | . | S08 | . | T052 | 0.99 | 939.1772
DK_CA_Aab | . | S08 | . | T053 | 0.99 | 939.1772
DK_CA_Aab | . | S08 | . | T054 | 0.95 | 901.2306
DK_CA_Aab | . | S08 | . | T055 | 0.95 | 901.2306
DK_CA_Aab | . | S08 | . | T056 | 0.85 | 806.3642
DK_CA_Aab | . | S08 | . | T057 | 0.85 | 806.3642
DK_CA_Aab | . | S08 | . | T058 | 0.72 | 683.0379
DK_CA_Aab | . | S08 | . | T059 | 0.72 | 683.0379
DK_CA_Aab | . | S08 | . | T060 | 0.72 | 683.0379
DK_CA_Aab | . | S08 | . | T061 | 0.72 | 683.0379
DK_CA_Aab | . | S08 | . | T062 | 0.72 | 683.0379
DK_CA_Aab | . | S08 | . | T063 | 0.72 | 683.0379
DK_CA_Aab | . | S08 | . | T064 | 0.85 | 806.3642
DK_CA_Aab | . | S08 | . | T065 | 0.85 | 806.3642
DK_CA_Aab | . | S08 | . | T066 | 0.95 | 901.2306
DK_CA_Aab | . | S08 | . | T067 | 0.95 | 901.2306
DK_CA_Aab | . | S08 | . | T068 | 0.99 | 939.1772
DK_CA_Aab | . | S08 | . | T069 | 0.99 | 939.1772
DK_CA_Aab | . | S08 | . | T070 | 0.99 | 939.1772
DK_CA_Aab | . | S08 | . | T071 | 1 | 948.6638
DK_CA_Aab | . | S08 | . | T072 | 1 | 948.6638
DK_CA_Aab | . | S08 | . | T073 | 1 | 948.6638
DK_CA_Aab | . | S08 | . | T074 | 1 | 948.6638
DK_CA_Aab | . | S08 | . | T075 | 1 | 948.6638
DK_CA_Aab | . | S08 | . | T076 | 1 | 948.6638
DK_CA_Aab | . | S08 | . | T077 | 1 | 948.6638
DK_CA_Aab | . | S08 | . | T078 | 1 | 948.6638
DK_CA_Aab | . | S08 | . | T079 | 1 | 948.6638
DK_CA_Aab | . | S08 | . | T080 | 1 | 948.6638
DK_CA_Aab | . | S08 | . | T081 | 1 | 948.6638
DK_CA_Aab | . | S08 | . | T082 | 1 | 948.6638
DK_CA_Aab | . | S08 | . | T083 | 1 | 948.6638
DK_CA_Aab | . | S08 | . | T084 | 1 | 948.6638
DK_CA_Aab | . | S08 | . | T085 | 1 | 948.6638
DK_CA_Aab | . | S08 | . | T086 | 1 | 948.6638
DK_CA_Aab | . | S08 | . | T087 | 1 | 948.6638
DK_CA_Aab | . | S08 | . | T088 | 1 | 948.6638
DK_CA_Aab | . | S08 | . | T089 | 1 | 948.6638
DK_CA_Aab | . | S08 | . | T090 | 1 | 948.6638
DK_CA_Aab | . | S08 | . | T091 | 1 | 948.6638
DK_CA_Aab | . | S08 | . | T092 | 1 | 948.6638
DK_CA_Aab | . | S08 | . | T093 | 1 | 948.6638
DK_CA_Aab | . | S08 | . | T094 | 1 | 948.6638
DK_CA_Aab | . | S08 | . | T095 | 1 | 948.6638
DK_CA_Aab | . | S08 | . | T096 | 1 | 948.6638
DK_CA_Aab | . | S08 | . | T097 | 1 | 948.6638
DK_CA_Aab | . | S08 | . | T098 | 1 | 948.6638
DK_CA_Aab | . | S08 | . | T099 | 1 | 948.6638
DK_CA_Aab | . | S08 | . | T100 | 1 | 948.6638
DK_CA_Aab | . | S08 | . | T101 | 1 | 948.6638
DK_CA_Aab | . | S08 | . | T102 | 1 | 948.6638
DK_CA_Aab | . | S08 | . | T103 | 1 | 948.6638
DK_CA_Aab | . | S08 | . | T104 | 1 | 948.6638
DK_CA_Aab | . | S08 | . | T105 | 1 | 948.6638
DK_CA_Aab | . | S08 | . | T106 | 1 | 948.6638
DK_CA_Aab | . | S08 | . | T107 | 1 | 948.6638
DK_CA_Aab | . | S08 | . | T108 | 1 | 948.6638
DK_CA_Aab | . | S08 | . | T109 | 0.99 | 939.1772
DK_CA_Aab | . | S08 | . | T110 | 0.99 | 939.1772
DK_CA_Aab | . | S08 | . | T111 | 0.99 | 939.1772
DK_CA_Aab | . | S08 | . | T112 | 0.99 | 939.1772
DK_CA_Aab | . | S08 | . | T113 | 0.95 | 901.2306
DK_CA_Aab | . | S08 | . | T114 | 0.99 | 939.1772
DK_CA_Aab | . | S08 | . | T115 | 0.99 | 939.1772
DK_CA_Aab | . | S08 | . | T116 | 0.99 | 939.1772
DK_CA_Aab | . | S08 | . | T117 | 0.95 | 901.2306
DK_CA_Aab | . | S08 | . | T118 | 0.95 | 901.2306
DK_CA_Aab | . | S08 | . | T119 | 0.85 | 806.3642
DK_CA_Aab | . | S08 | . | T120 | 0.72 | 683.0379
DK_CA_Aab | . | S08 | . | T121 | 0.42 | 398.4388
DK_CA_Aab | . | S08 | . | T122 | 0.19 | 180.2461
DK_CA_Aab | . | S08 | . | T123 | 0.19 | 180.2461
DK_CA_Aab | . | S08 | . | T124 | 0.19 | 180.2461
DK_CA_Aab | . | S08 | . | T125 | 0.19 | 180.2461
DK_CA_Aab | . | S08 | . | T126 | 0.12 | 113.8397
DK_CA_Aab | . | S08 | . | T127 | 0.12 | 113.8397
DK_CA_Aab | . | S08 | . | T128 | 0.06 | 56.9198
DK_CA_Aab | . | S08 | . | T129 | 0.12 | 113.8397
DK_CA_Aab | . | S08 | . | T130 | 0.12 | 113.8397
DK_CA_Aab | . | S08 | . | T131 | 0.19 | 180.2461
DK_CA_Aab | . | S08 | . | T132 | 0.19 | 180.2461
DK_CA_Aab | . | S08 | . | T133 | 0.12 | 113.8397
DK_CA_Aab | . | S08 | . | T134 | 0.12 | 113.8397
DK_CA_Aab | . | S08 | . | T135 | 0.06 | 56.9198
DK_CA_Aab | . | S08 | . | T136 | 0.06 | 56.9198
DK_CA_Aab | . | S08 | . | T137 | 0.12 | 113.8397
DK_CA_Aab | . | S08 | . | T138 | 0.12 | 113.8397
DK_CA_Aab | . | S08 | . | T139 | 0.12 | 113.8397
DK_CA_Aab | . | S08 | . | T140 | 0.12 | 113.8397
DK_CA_Aab | . | S08 | . | T141 | 0.06 | 56.9198
DK_CA_Aab | . | S08 | . | T142 | 0.06 | 56.9198
DK_CA_Aab | . | S08 | . | T143 | 0.06 | 56.9198
DK_CA_Aab | . | S08 | . | T144 | 0.06 | 56.9198
DK_CA_Aab | . | S08 | . | T145 | 0.03 | 28.4599
DK_CA_Aab | . | S08 | . | T146 | 0.03 | 28.4599
DK_CA_Aab | . | S08 | . | T147 | 0 | 0
DK_CA_Aab | . | S08 | . | T148 | 0 | 0
DK_CA_Aab | . | S08 | . | T149 | 0.03 | 28.4599
DK_CA_Aab | . | S08 | . | T150 | 0.12 | 113.8397
DK_CA_Aab | . | S08 | . | T151 | 0.3 | 284.5991
DK_CA_Aab | . | S08 | . | T152 | 0.3 | 284.5991
DK_CA_Aab | . | S08 | . | T153 | 0.3 | 284.5991
DK_CA_Aab | . | S08 | . | T154 | 0.42 | 398.4388
DK_CA_Aab | . | S08 | . | T155 | 0.42 | 398.4388
DK_CA_Aab | . | S08 | . | T156 | 0.57 | 540.7384
DK_CA_Aab | . | S08 | . | T157 | 0.57 | 540.7384
DK_CA_Aab | . | S08 | . | T158 | 0.42 | 398.4388
DK_CA_Aab | . | S08 | . | T159 | 0.57 | 540.7384
DK_CA_Aab | . | S08 | . | T160 | 0.57 | 540.7384
DK_CA_Aab | . | S08 | . | T161 | 0.57 | 540.7384
DK_CA_Aab | . | S08 | . | T162 | 0.57 | 540.7384
DK_CA_Aab | . | S08 | . | T163 | 0.42 | 398.4388
DK_CA_Aab | . | S08 | . | T164 | 0.42 | 398.4388
DK_CA_Aab | . | S08 | . | T165 | 0.42 | 398.4388
DK_CA_Aab | . | S08 | . | T166 | 0.57 | 540.7384
DK_CA_Aab | . | S08 | . | T167 | 0.57 | 540.7384
DK_CA_Aab | . | S08 | . | T168 | 0.57 | 540.7384
DK_CA_Aab | . | S09 | . | T001 | 0.57 | 540.7384
DK_CA_Aab | . | S09 | . | T002 | 0.72 | 683.0379
DK_CA_Aab | . | S09 | . | T003 | 0.57 | 540.7384
DK_CA_Aab | . | S09 | . | T004 | 0.42 | 398.4388
DK_CA_Aab | . | S09 | . | T005 | 0.42 | 398.4388
DK_CA_Aab | . | S09 | . | T006 | 0.3 | 284.5991
DK_CA_Aab | . | S09 | . | T007 | 0.3 | 284.5991
DK_CA_Aab | . | S09 | . | T008 | 0.3 | 284.5991
DK_CA_Aab | . | S09 | . | T009 | 0.19 | 180.2461
DK_CA_Aab | . | S09 | . | T010 | 0.19 | 180.2461
DK_CA_Aab | . | S09 | . | T011 | 0.19 | 180.2461
DK_CA_Aab | . | S09 | . | T012 | 0.12 | 113.8397
DK_CA_Aab | . | S09 | . | T013 | 0.12 | 113.8397
DK_CA_Aab | . | S09 | . | T014 | 0.06 | 56.9198
DK_CA_Aab | . | S09 | . | T015 | 0.06 | 56.9198
DK_CA_Aab | . | S09 | . | T016 | 0.06 | 56.9198
DK_CA_Aab | . | S09 | . | T017 | 0.12 | 113.8397
DK_CA_Aab | . | S09 | . | T018 | 0.12 | 113.8397
DK_CA_Aab | . | S09 | . | T019 | 0.12 | 113.8397
DK_CA_Aab | . | S09 | . | T020 | 0.12 | 113.8397
DK_CA_Aab | . | S09 | . | T021 | 0.19 | 180.2461
DK_CA_Aab | . | S09 | . | T022 | 0.19 | 180.2461
DK_CA_Aab | . | S09 | . | T023 | 0.12 | 113.8397
DK_CA_Aab | . | S09 | . | T024 | 0.06 | 56.9198
DK_CA_Aab | . | S09 | . | T025 | 0 | 0
DK_CA_Aab | . | S09 | . | T026 | 0 | 0
DK_CA_Aab | . | S09 | . | T027 | 0.03 | 28.4599
DK_CA_Aab | . | S09 | . | T028 | 0.03 | 28.4599
DK_CA_Aab | . | S09 | . | T029 | 0.03 | 28.4599
DK_CA_Aab | . | S09 | . | T030 | 0.03 | 28.4599
DK_CA_Aab | . | S09 | . | T031 | 0.03 | 28.4599
DK_CA_Aab | . | S09 | . | T032 | 0.03 | 28.4599
DK_CA_Aab | . | S09 | . | T033 | 0.06 | 56.9198
DK_CA_Aab | . | S09 | . | T034 | 0.19 | 180.2461
DK_CA_Aab | . | S09 | . | T035 | 0.19 | 180.2461
DK_CA_Aab | . | S09 | . | T036 | 0.3 | 284.5991
DK_CA_Aab | . | S09 | . | T037 | 0.3 | 284.5991
DK_CA_Aab | . | S09 | . | T038 | 0.42 | 398.4388
DK_CA_Aab | . | S09 | . | T039 | 0.42 | 398.4388
DK_CA_Aab | . | S09 | . | T040 | 0.42 | 398.4388
DK_CA_Aab | . | S09 | . | T041 | 0.42 | 398.4388
DK_CA_Aab | . | S09 | . | T042 | 0.42 | 398.4388
DK_CA_Aab | . | S09 | . | T043 | 0.42 | 398.4388
DK_CA_Aab | . | S09 | . | T044 | 0.42 | 398.4388
DK_CA_Aab | . | S09 | . | T045 | 0.42 | 398.4388
DK_CA_Aab | . | S09 | . | T046 | 0.42 | 398.4388
DK_CA_Aab | . | S09 | . | T047 | 0.42 | 398.4388
DK_CA_Aab | . | S09 | . | T048 | 0.42 | 398.4388
DK_CA_Aab | . | S09 | . | T049 | 0.42 | 398.4388
DK_CA_Aab | . | S09 | . | T050 | 0.42 | 398.4388
DK_CA_Aab | . | S09 | . | T051 | 0.42 | 398.4388
DK_CA_Aab | . | S09 | . | T052 | 0.42 | 398.4388
DK_CA_Aab | . | S09 | . | T053 | 0.57 | 540.7384
DK_CA_Aab | . | S09 | . | T054 | 0.57 | 540.7384
DK_CA_Aab | . | S09 | . | T055 | 0.57 | 540.7384
DK_CA_Aab | . | S09 | . | T056 | 0.57 | 540.7384
DK_CA_Aab | . | S09 | . | T057 | 0.72 | 683.0379
DK_CA_Aab | . | S09 | . | T058 | 0.72 | 683.0379
DK_CA_Aab | . | S09 | . | T059 | 0.57 | 540.7384
DK_CA_Aab | . | S09 | . | T060 | 0.57 | 540.7384
DK_CA_Aab | . | S09 | . | T061 | 0.57 | 540.7384
DK_CA_Aab | . | S09 | . | T062 | 0.42 | 398.4388
DK_CA_Aab | . | S09 | . | T063 | 0.3 | 284.5991
DK_CA_Aab | . | S09 | . | T064 | 0.3 | 284.5991
DK_CA_Aab | . | S09 | . | T065 | 0.3 | 284.5991
DK_CA_Aab | . | S09 | . | T066 | 0.3 | 284.5991
DK_CA_Aab | . | S09 | . | T067 | 0.3 | 284.5991
DK_CA_Aab | . | S09 | . | T068 | 0.3 | 284.5991
DK_CA_Aab | . | S09 | . | T069 | 0.3 | 284.5991
DK_CA_Aab | . | S09 | . | T070 | 0.19 | 180.2461
DK_CA_Aab | . | S09 | . | T071 | 0.19 | 180.2461
DK_CA_Aab | . | S09 | . | T072 | 0.19 | 180.2461
DK_CA_Aab | . | S09 | . | T073 | 0.19 | 180.2461
DK_CA_Aab | . | S09 | . | T074 | 0.19 | 180.2461
DK_CA_Aab | . | S09 | . | T075 | 0.12 | 113.8397
DK_CA_Aab | . | S09 | . | T076 | 0.12 | 113.8397
DK_CA_Aab | . | S09 | . | T077 | 0.12 | 113.8397
DK_CA_Aab | . | S09 | . | T078 | 0.19 | 180.2461
DK_CA_Aab | . | S09 | . | T079 | 0.19 | 180.2461
DK_CA_Aab | . | S09 | . | T080 | 0.19 | 180.2461
DK_CA_Aab | . | S09 | . | T081 | 0.3 | 284.5991
DK_CA_Aab | . | S09 | . | T082 | 0.3 | 284.5991
DK_CA_Aab | . | S09 | . | T083 | 0.3 | 284.5991
DK_CA_Aab | . | S09 | . | T084 | 0.3 | 284.5991
DK_CA_Aab | . | S09 | . | T085 | 0.42 | 398.4388
DK_CA_Aab | . | S09 | . | T086 | 0.42 | 398.4388
DK_CA_Aab | . | S09 | . | T087 | 0.57 | 540.7384
DK_CA_Aab | . | S09 | . | T088 | 0.72 | 683.0379
DK_CA_Aab | . | S09 | . | T089 | 0.72 | 683.0379
DK_CA_Aab | . | S09 | . | T090 | 0.85 | 806.3642
DK_CA_Aab | . | S09 | . | T091 | 0.85 | 806.3642
DK_CA_Aab | . | S09 | . | T092 | 0.95 | 901.2306
DK_CA_Aab | . | S09 | . | T093 | 0.85 | 806.3642
DK_CA_Aab | . | S09 | . | T094 | 0.95 | 901.2306
DK_CA_Aab | . | S09 | . | T095 | 0.95 | 901.2306
DK_CA_Aab | . | S09 | . | T096 | 0.95 | 901.2306
DK_CA_Aab | . | S09 | . | T097 | 0.95 | 901.2306
DK_CA_Aab | . | S09 | . | T098 | 0.95 | 901.2306
DK_CA_Aab | . | S09 | . | T099 | 0.95 | 901.2306
DK_CA_Aab | . | S09 | . | T100 | 0.99 | 939.1772
DK_CA_Aab | . | S09 | . | T101 | 0.99 | 939.1772
DK_CA_Aab | . | S09 | . | T102 | 0.99 | 939.1772
DK_CA_Aab | . | S09 | . | T103 | 1 | 948.6638
DK_CA_Aab | . | S09 | . | T104 | 1 | 948.6638
DK_CA_Aab | . | S09 | . | T105 | 0.99 | 939.1772
DK_CA_Aab | . | S09 | . | T106 | 0.99 | 939.1772
DK_CA_Aab | . | S09 | . | T107 | 0.99 | 939.1772
DK_CA_Aab | . | S09 | . | T108 | 0.95 | 901.2306
DK_CA_Aab | . | S09 | . | T109 | 0.95 | 901.2306
DK_CA_Aab | . | S09 | . | T110 | 0.85 | 806.3642
DK_CA_Aab | . | S09 | . | T111 | 0.85 | 806.3642
DK_CA_Aab | . | S09 | . | T112 | 0.85 | 806.3642
DK_CA_Aab | . | S09 | . | T113 | 0.85 | 806.3642
DK_CA_Aab | . | S09 | . | T114 | 0.85 | 806.3642
DK_CA_Aab | . | S09 | . | T115 | 0.85 | 806.3642
DK_CA_Aab | . | S09 | . | T116 | 0.85 | 806.3642
DK_CA_Aab | . | S09 | . | T117 | 0.85 | 806.3642
DK_CA_Aab | . | S09 | . | T118 | 0.85 | 806.3642
DK_CA_Aab | . | S09 | . | T119 | 0.85 | 806.3642
DK_CA_Aab | . | S09 | . | T120 | 0.72 | 683.0379
DK_CA_Aab | . | S09 | . | T121 | 0.72 | 683.0379
DK_CA_Aab | . | S09 | . | T122 | 0.72 | 683.0379
DK_CA_Aab | . | S09 | . | T123 | 0.72 | 683.0379
DK_CA_Aab | . | S09 | . | T124 | 0.72 | 683.0379
DK_CA_Aab | . | S09 | . | T125 | 0.72 | 683.0379
DK_CA_Aab | . | S09 | . | T126 | 0.57 | 540.7384
DK_CA_Aab | . | S09 | . | T127 | 0.57 | 540.7384
DK_CA_Aab | . | S09 | . | T128 | 0.57 | 540.7384
DK_CA_Aab | . | S09 | . | T129 | 0.42 | 398.4388
DK_CA_Aab | . | S09 | . | T130 | 0.42 | 398.4388
DK_CA_Aab | . | S09 | . | T131 | 0.3 | 284.5991
DK_CA_Aab | . | S09 | . | T132 | 0.19 | 180.2461
DK_CA_Aab | . | S09 | . | T133 | 0.19 | 180.2461
DK_CA_Aab | . | S09 | . | T134 | 0.19 | 180.2461
DK_CA_Aab | . | S09 | . | T135 | 0.19 | 180.2461
DK_CA_Aab | . | S09 | . | T136 | 0.19 | 180.2461
DK_CA_Aab | . | S09 | . | T137 | 0.3 | 284.5991
DK_CA_Aab | . | S09 | . | T138 | 0.3 | 284.5991
DK_CA_Aab | . | S09 | . | T139 | 0.3 | 284.5991
DK_CA_Aab | . | S09 | . | T140 | 0.3 | 284.5991
DK_CA_Aab | . | S09 | . | T141 | 0.19 | 180.2461
DK_CA_Aab | . | S09 | . | T142 | 0.19 | 180.2461
DK_CA_Aab | . | S09 | . | T143 | 0.12 | 113.8397
DK_CA_Aab | . | S09 | . | T144 | 0.06 | 56.9198
DK_CA_Aab | . | S09 | . | T145 | 0.06 | 56.9198
DK_CA_Aab | . | S09 | . | T146 | 0.03 | 28.4599
DK_CA_Aab | . | S09 | . | T147 | 0.03 | 28.4599
DK_CA_Aab | . | S09 | . | T148 | 0.03 | 28.4599
DK_CA_Aab | . | S09 | . | T149 | 0.03 | 28.4599
DK_CA_Aab | . | S09 | . | T150 | 0.03 | 28.4599
DK_CA_Aab | . | S09 | . | T151 | 0 | 0
DK_CA_Aab | . | S09 | . | T152 | 0 | 0
DK_CA_Aab | . | S09 | . | T153 | 0 | 0
DK_CA_Aab | . | S09 | . | T154 | 0 | 0
DK_CA_Aab | . | S09 | . | T155 | 0 | 0
DK_CA_Aab | . | S09 | . | T156 | 0 | 0
DK_CA_Aab | . | S09 | . | T157 | 0 | 0
DK_CA_Aab | . | S09 | . | T158 | 0 | 0
DK_CA_Aab | . | S09 | . | T159 | 0 | 0
DK_CA_Aab | . | S09 | . | T160 | 0 | 0
DK_CA_Aab | . | S09 | . | T161 | 0 | 0
DK_CA_Aab | . | S09 | . | T162 | 0.03 | 28.4599
DK_CA_Aab | . | S09 | . | T163 | 0.03 | 28.4599
DK_CA_Aab | . | S09 | . | T164 | 0.06 | 56.9198
DK_CA_Aab | . | S09 | . | T165 | 0.12 | 113.8397
DK_CA_Aab | . | S09 | . | T166 | 0.12 | 113.8397
DK_CA_Aab | . | S09 | . | T167 | 0.12 | 113.8397
DK_CA_Aab | . | S09 | . | T168 | 0.12 | 113.8397
DK_CA_Aab | . | S10 | . | T001 | 0.12 | 113.8397
DK_CA_Aab | . | S10 | . | T002 | 0.06 | 56.9198
DK_CA_Aab | . | S10 | . | T003 | 0.06 | 56.9198
DK_CA_Aab | . | S10 | . | T004 | 0.12 | 113.8397
DK_CA_Aab | . | S10 | . | T005 | 0.19 | 180.2461
DK_CA_Aab | . | S10 | . | T006 | 0.19 | 180.2461
DK_CA_Aab | . | S10 | . | T007 | 0.19 | 180.2461
DK_CA_Aab | . | S10 | . | T008 | 0.3 | 284.5991
DK_CA_Aab | . | S10 | . | T009 | 0.42 | 398.4388
DK_CA_Aab | . | S10 | . | T010 | 0.3 | 284.5991
DK_CA_Aab | . | S10 | . | T011 | 0.3 | 284.5991
DK_CA_Aab | . | S10 | . | T012 | 0.3 | 284.5991
DK_CA_Aab | . | S10 | . | T013 | 0.19 | 180.2461
DK_CA_Aab | . | S10 | . | T014 | 0.19 | 180.2461
DK_CA_Aab | . | S10 | . | T015 | 0.19 | 180.2461
DK_CA_Aab | . | S10 | . | T016 | 0.12 | 113.8397
DK_CA_Aab | . | S10 | . | T017 | 0.12 | 113.8397
DK_CA_Aab | . | S10 | . | T018 | 0.12 | 113.8397
DK_CA_Aab | . | S10 | . | T019 | 0.12 | 113.8397
DK_CA_Aab | . | S10 | . | T020 | 0.06 | 56.9198
DK_CA_Aab | . | S10 | . | T021 | 0.06 | 56.9198
DK_CA_Aab | . | S10 | . | T022 | 0.06 | 56.9198
DK_CA_Aab | . | S10 | . | T023 | 0.03 | 28.4599
DK_CA_Aab | . | S10 | . | T024 | 0.03 | 28.4599
DK_CA_Aab | . | S10 | . | T025 | 0 | 0
DK_CA_Aab | . | S10 | . | T026 | 0 | 0
DK_CA_Aab | . | S10 | . | T027 | 0 | 0
DK_CA_Aab | . | S10 | . | T028 | 0 | 0
DK_CA_Aab | . | S10 | . | T029 | 0 | 0
DK_CA_Aab | . | S10 | . | T030 | 0 | 0
DK_CA_Aab | . | S10 | . | T031 | 0 | 0
DK_CA_Aab | . | S10 | . | T032 | 0 | 0
DK_CA_Aab | . | S10 | . | T033 | 0 | 0
DK_CA_Aab | . | S10 | . | T034 | 0.03 | 28.4599
DK_CA_Aab | . | S10 | . | T035 | 0.06 | 56.9198
DK_CA_Aab | . | S10 | . | T036 | 0.12 | 113.8397
DK_CA_Aab | . | S10 | . | T037 | 0.19 | 180.2461
DK_CA_Aab | . | S10 | . | T038 | 0.19 | 180.2461
DK_CA_Aab | . | S10 | . | T039 | 0.3 | 284.5991
DK_CA_Aab | . | S10 | . | T040 | 0.42 | 398.4388
DK_CA_Aab | . | S10 | . | T041 | 0.42 | 398.4388
DK_CA_Aab | . | S10 | . | T042 | 0.42 | 398.4388
DK_CA_Aab | . | S10 | . | T043 | 0.3 | 284.5991
DK_CA_Aab | . | S10 | . | T044 | 0.3 | 284.5991
DK_CA_Aab | . | S10 | . | T045 | 0.3 | 284.5991
DK_CA_Aab | . | S10 | . | T046 | 0.42 | 398.4388
DK_CA_Aab | . | S10 | . | T047 | 0.42 | 398.4388
DK_CA_Aab | . | S10 | . | T048 | 0.42 | 398.4388
DK_CA_Aab | . | S10 | . | T049 | 0.42 | 398.4388
DK_CA_Aab | . | S10 | . | T050 | 0.42 | 398.4388
DK_CA_Aab | . | S10 | . | T051 | 0.42 | 398.4388
DK_CA_Aab | . | S10 | . | T052 | 0.42 | 398.4388
DK_CA_Aab | . | S10 | . | T053 | 0.42 | 398.4388
DK_CA_Aab | . | S10 | . | T054 | 0.42 | 398.4388
DK_CA_Aab | . | S10 | . | T055 | 0.42 | 398.4388
DK_CA_Aab | . | S10 | . | T056 | 0.19 | 180.2461
DK_CA_Aab | . | S10 | . | T057 | 0.19 | 180.2461
DK_CA_Aab | . | S10 | . | T058 | 0.3 | 284.5991
DK_CA_Aab | . | S10 | . | T059 | 0.3 | 284.5991
DK_CA_Aab | . | S10 | . | T060 | 0.42 | 398.4388
DK_CA_Aab | . | S10 | . | T061 | 0.42 | 398.4388
DK_CA_Aab | . | S10 | . | T062 | 0.42 | 398.4388
DK_CA_Aab | . | S10 | . | T063 | 0.42 | 398.4388
DK_CA_Aab | . | S10 | . | T064 | 0.57 | 540.7384
DK_CA_Aab | . | S10 | . | T065 | 0.57 | 540.7384
DK_CA_Aab | . | S10 | . | T066 | 0.57 | 540.7384
DK_CA_Aab | . | S10 | . | T067 | 0.57 | 540.7384
DK_CA_Aab | . | S10 | . | T068 | 0.57 | 540.7384
DK_CA_Aab | . | S10 | . | T069 | 0.72 | 683.0379
DK_CA_Aab | . | S10 | . | T070 | 0.85 | 806.3642
DK_CA_Aab | . | S10 | . | T071 | 0.85 | 806.3642
DK_CA_Aab | . | S10 | . | T072 | 0.85 | 806.3642
DK_CA_Aab | . | S10 | . | T073 | 0.95 | 901.2306
DK_CA_Aab | . | S10 | . | T074 | 0.95 | 901.2306
DK_CA_Aab | . | S10 | . | T075 | 0.95 | 901.2306
DK_CA_Aab | . | S10 | . | T076 | 0.95 | 901.2306
DK_CA_Aab | . | S10 | . | T077 | 0.95 | 901.2306
DK_CA_Aab | . | S10 | . | T078 | 0.99 | 939.1772
DK_CA_Aab | . | S10 | . | T079 | 0.99 | 939.1772
DK_CA_Aab | . | S10 | . | T080 | 0.99 | 939.1772
DK_CA_Aab | . | S10 | . | T081 | 1 | 948.6638
DK_CA_Aab | . | S10 | . | T082 | 1 | 948.6638
DK_CA_Aab | . | S10 | . | T083 | 1 | 948.6638
DK_CA_Aab | . | S10 | . | T084 | 0.99 | 939.1772
DK_CA_Aab | . | S10 | . | T085 | 0.99 | 939.1772
DK_CA_Aab | . | S10 | . | T086 | 0.95 | 901.2306
DK_CA_Aab | . | S10 | . | T087 | 0.95 | 901.2306
DK_CA_Aab | . | S10 | . | T088 | 0.95 | 901.2306
DK_CA_Aab | . | S10 | . | T089 | 0.85 | 806.3642
DK_CA_Aab | . | S10 | . | T090 | 0.72 | 683.0379
DK_CA_Aab | . | S10 | . | T091 | 0.72 | 683.0379
DK_CA_Aab | . | S10 | . | T092 | 0.57 | 540.7384
DK_CA_Aab | . | S10 | . | T093 | 0.42 | 398.4388
DK_CA_Aab | . | S10 | . | T094 | 0.3 | 284.5991
DK_CA_Aab | . | S10 | . | T095 | 0.3 | 284.5991
DK_CA_Aab | . | S10 | . | T096 | 0.3 | 284.5991
DK_CA_Aab | . | S10 | . | T097 | 0.3 | 284.5991
DK_CA_Aab | . | S10 | . | T098 | 0.3 | 284.5991
DK_CA_Aab | . | S10 | . | T099 | 0.19 | 180.2461
DK_CA_Aab | . | S10 | . | T100 | 0.19 | 180.2461
DK_CA_Aab | . | S10 | . | T101 | 0.19 | 180.2461
DK_CA_Aab | . | S10 | . | T102 | 0.19 | 180.2461
DK_CA_Aab | . | S10 | . | T103 | 0.19 | 180.2461
DK_CA_Aab | . | S10 | . | T104 | 0.06 | 56.9198
DK_CA_Aab | . | S10 | . | T105 | 0.06 | 56.9198
DK_CA_Aab | . | S10 | . | T106 | 0.12 | 113.8397
DK_CA_Aab | . | S10 | . | T107 | 0.19 | 180.2461
DK_CA_Aab | . | S10 | . | T108 | 0.3 | 284.5991
DK_CA_Aab | . | S10 | . | T109 | 0.3 | 284.5991
DK_CA_Aab | . | S10 | . | T110 | 0.3 | 284.5991
DK_CA_Aab | . | S10 | . | T111 | 0.3 | 284.5991
DK_CA_Aab | . | S10 | . | T112 | 0.42 | 398.4388
DK_CA_Aab | . | S10 | . | T113 | 0.57 | 540.7384
DK_CA_Aab | . | S10 | . | T114 | 0.85 | 806.3642
DK_CA_Aab | . | S10 | . | T115 | 0.85 | 806.3642
DK_CA_Aab | . | S10 | . | T116 | 0.95 | 901.2306
DK_CA_Aab | . | S10 | . | T117 | 0.95 | 901.2306
DK_CA_Aab | . | S10 | . | T118 | 0.95 | 901.2306
DK_CA_Aab | . | S10 | . | T119 | 0.95 | 901.2306
DK_CA_Aab | . | S10 | . | T120 | 0.95 | 901.2306
DK_CA_Aab | . | S10 | . | T121 | 0.99 | 939.1772
DK_CA_Aab | . | S10 | . | T122 | 0.99 | 939.1772
DK_CA_Aab | . | S10 | . | T123 | 0.99 | 939.1772
DK_CA_Aab | . | S10 | . | T124 | 0.95 | 901.2306
DK_CA_Aab | . | S10 | . | T125 | 0.85 | 806.3642
DK_CA_Aab | . | S10 | . | T126 | 0.85 | 806.3642
DK_CA_Aab | . | S10 | . | T127 | 0.95 | 901.2306
DK_CA_Aab | . | S10 | . | T128 | 0.99 | 939.1772
DK_CA_Aab | . | S10 | . | T129 | 0.99 | 939.1772
DK_CA_Aab | . | S10 | . | T130 | 0.99 | 939.1772
DK_CA_Aab | . | S10 | . | T131 | 0.99 | 939.1772
DK_CA_Aab | . | S10 | . | T132 | 0.99 | 939.1772
DK_CA_Aab | . | S10 | . | T133 | 0.95 | 901.2306
DK_CA_Aab | . | S10 | . | T134 | 0.95 | 901.2306
DK_CA_Aab | . | S10 | . | T135 | 0.85 | 806.3642
DK_CA_Aab | . | S10 | . | T136 | 0.85 | 806.3642
DK_CA_Aab | . | S10 | . | T137 | 0.85 | 806.3642
DK_CA_Aab | . | S10 | . | T138 | 0.72 | 683.0379
DK_CA_Aab | . | S10 | . | T139 | 0.72 | 683.0379
DK_CA_Aab | . | S10 | . | T140 | 0.72 | 683.0379
DK_CA_Aab | . | S10 | . | T141 | 0.57 | 540.7384
DK_CA_Aab | . | S10 | . | T142 | 0.57 | 540.7384
DK_CA_Aab | . | S10 | . | T143 | 0.57 | 540.7384
DK_CA_Aab | . | S10 | . | T144 | 0.57 | 540.7384
DK_CA_Aab | . | S10 | . | T145 | 0.57 | 540.7384
DK_CA_Aab | . | S10 | . | T146 | 0.57 | 540.7384
DK_CA_Aab | . | S10 | . | T147 | 0.72 | 683.0379
DK_CA_Aab | . | S10 | . | T148 | 0.72 | 683.0379
DK_CA_Aab | . | S10 | . | T149 | 0.57 | 540.7384
DK_CA_Aab | . | S10 | . | T150 | 0.57 | 540.7384
DK_CA_Aab | . | S10 | . | T151 | 0.57 | 540.7384
DK_CA_Aab | . | S10 | . | T152 | 0.42 | 398.4388
DK_CA_Aab | . | S10 | . | T153 | 0.42 | 398.4388
DK_CA_Aab | . | S10 | . | T154 | 0.42 | 398.4388
DK_CA_Aab | . | S10 | . | T155 | 0.42 | 398.4388
DK_CA_Aab | . | S10 | . | T156 | 0.42 | 398.4388
DK_CA_Aab | . | S10 | . | T157 | 0.42 | 398.4388
DK_CA_Aab | . | S10 | . | T158 | 0.42 | 398.4388
DK_CA_Aab | . | S10 | . | T159 | 0.42 | 398.4388
DK_CA_Aab | . | S10 | . | T160 | 0.42 | 398.4388
DK_CA_Aab | . | S10 | . | T161 | 0.42 | 398.4388
DK_CA_Aab | . | S10 | . | T162 | 0.3 | 284.5991
DK_CA_Aab | . | S10 | . | T163 | 0.3 | 284.5991
DK_CA_Aab | . | S10 | . | T164 | 0.3 | 284.5991
DK_CA_Aab | . | S10 | . | T165 | 0.3 | 284.5991
DK_CA_Aab | . | S10 | . | T166 | 0.19 | 180.2461
DK_CA_Aab | . | S10 | . | T167 | 0.19 | 180.2461
DK_CA_Aab | . | S10 | . | T168 | 0.19 | 180.2461
DK_CA_Aab | . | S11 | . | T001 | 0.3 | 284.5991
DK_CA_Aab | . | S11 | . | T002 | 0.3 | 284.5991
DK_CA_Aab | . | S11 | . | T003 | 0.3 | 284.5991
DK_CA_Aab | . | S11 | . | T004 | 0.3 | 284.5991
DK_CA_Aab | . | S11 | . | T005 | 0.3 | 284.5991
DK_CA_Aab | . | S11 | . | T006 | 0.42 | 398.4388
DK_CA_Aab | . | S11 | . | T007 | 0.42 | 398.4388
DK_CA_Aab | . | S11 | . | T008 | 0.42 | 398.4388
DK_CA_Aab | . | S11 | . | T009 | 0.42 | 398.4388
DK_CA_Aab | . | S11 | . | T010 | 0.42 | 398.4388
DK_CA_Aab | . | S11 | . | T011 | 0.57 | 540.7384
DK_CA_Aab | . | S11 | . | T012 | 0.57 | 540.7384
DK_CA_Aab | . | S11 | . | T013 | 0.72 | 683.0379
DK_CA_Aab | . | S11 | . | T014 | 0.57 | 540.7384
DK_CA_Aab | . | S11 | . | T015 | 0.57 | 540.7384
DK_CA_Aab | . | S11 | . | T016 | 0.57 | 540.7384
DK_CA_Aab | . | S11 | . | T017 | 0.57 | 540.7384
DK_CA_Aab | . | S11 | . | T018 | 0.42 | 398.4388
DK_CA_Aab | . | S11 | . | T019 | 0.42 | 398.4388
DK_CA_Aab | . | S11 | . | T020 | 0.3 | 284.5991
DK_CA_Aab | . | S11 | . | T021 | 0.19 | 180.2461
DK_CA_Aab | . | S11 | . | T022 | 0.19 | 180.2461
DK_CA_Aab | . | S11 | . | T023 | 0.3 | 284.5991
DK_CA_Aab | . | S11 | . | T024 | 0.57 | 540.7384
DK_CA_Aab | . | S11 | . | T025 | 0.85 | 806.3642
DK_CA_Aab | . | S11 | . | T026 | 0.85 | 806.3642
DK_CA_Aab | . | S11 | . | T027 | 0.72 | 683.0379
DK_CA_Aab | . | S11 | . | T028 | 0.72 | 683.0379
DK_CA_Aab | . | S11 | . | T029 | 0.85 | 806.3642
DK_CA_Aab | . | S11 | . | T030 | 0.95 | 901.2306
DK_CA_Aab | . | S11 | . | T031 | 0.99 | 939.1772
DK_CA_Aab | . | S11 | . | T032 | 1 | 948.6638
DK_CA_Aab | . | S11 | . | T033 | 1 | 948.6638
DK_CA_Aab | . | S11 | . | T034 | 1 | 948.6638
DK_CA_Aab | . | S11 | . | T035 | 1 | 948.6638
DK_CA_Aab | . | S11 | . | T036 | 1 | 948.6638
DK_CA_Aab | . | S11 | . | T037 | 1 | 948.6638
DK_CA_Aab | . | S11 | . | T038 | 1 | 948.6638
DK_CA_Aab | . | S11 | . | T039 | 0.99 | 939.1772
DK_CA_Aab | . | S11 | . | T040 | 0.95 | 901.2306
DK_CA_Aab | . | S11 | . | T041 | 0.95 | 901.2306
DK_CA_Aab | . | S11 | . | T042 | 0.95 | 901.2306
DK_CA_Aab | . | S11 | . | T043 | 0.95 | 901.2306
DK_CA_Aab | . | S11 | . | T044 | 0.95 | 901.2306
DK_CA_Aab | . | S11 | . | T045 | 0.85 | 806.3642
DK_CA_Aab | . | S11 | . | T046 | 0.85 | 806.3642
DK_CA_Aab | . | S11 | . | T047 | 0.85 | 806.3642
DK_CA_Aab | . | S11 | . | T048 | 0.72 | 683.0379
DK_CA_Aab | . | S11 | . | T049 | 0.72 | 683.0379
DK_CA_Aab | . | S11 | . | T050 | 0.85 | 806.3642
DK_CA_Aab | . | S11 | . | T051 | 0.85 | 806.3642
DK_CA_Aab | . | S11 | . | T052 | 0.95 | 901.2306
DK_CA_Aab | . | S11 | . | T053 | 0.95 | 901.2306
DK_CA_Aab | . | S11 | . | T054 | 0.85 | 806.3642
DK_CA_Aab | . | S11 | . | T055 | 0.85 | 806.3642
DK_CA_Aab | . | S11 | . | T056 | 0.85 | 806.3642
DK_CA_Aab | . | S11 | . | T057 | 0.72 | 683.0379
DK_CA_Aab | . | S11 | . | T058 | 0.57 | 540.7384
DK_CA_Aab | . | S11 | . | T059 | 0.57 | 540.7384
DK_CA_Aab | . | S11 | . | T060 | 0.57 | 540.7384
DK_CA_Aab | . | S11 | . | T061 | 0.57 | 540.7384
DK_CA_Aab | . | S11 | . | T062 | 0.57 | 540.7384
DK_CA_Aab | . | S11 | . | T063 | 0.57 | 540.7384
DK_CA_Aab | . | S11 | . | T064 | 0.42 | 398.4388
DK_CA_Aab | . | S11 | . | T065 | 0.42 | 398.4388
DK_CA_Aab | . | S11 | . | T066 | 0.42 | 398.4388
DK_CA_Aab | . | S11 | . | T067 | 0.42 | 398.4388
DK_CA_Aab | . | S11 | . | T068 | 0.3 | 284.5991
DK_CA_Aab | . | S11 | . | T069 | 0.3 | 284.5991
DK_CA_Aab | . | S11 | . | T070 | 0.19 | 180.2461
DK_CA_Aab | . | S11 | . | T071 | 0.12 | 113.8397
DK_CA_Aab | . | S11 | . | T072 | 0.06 | 56.9198
DK_CA_Aab | . | S11 | . | T073 | 0 | 0
DK_CA_Aab | . | S11 | . | T074 | 0 | 0
DK_CA_Aab | . | S11 | . | T075 | 0.03 | 28.4599
DK_CA_Aab | . | S11 | . | T076 | 0.19 | 180.2461
DK_CA_Aab | . | S11 | . | T077 | 0.42 | 398.4388
DK_CA_Aab | . | S11 | . | T078 | 0.57 | 540.7384
DK_CA_Aab | . | S11 | . | T079 | 0.57 | 540.7384
DK_CA_Aab | . | S11 | . | T080 | 0.3 | 284.5991
DK_CA_Aab | . | S11 | . | T081 | 0.3 | 284.5991
DK_CA_Aab | . | S11 | . | T082 | 0.3 | 284.5991
DK_CA_Aab | . | S11 | . | T083 | 0.3 | 284.5991
DK_CA_Aab | . | S11 | . | T084 | 0.3 | 284.5991
DK_CA_Aab | . | S11 | . | T085 | 0.42 | 398.4388
DK_CA_Aab | . | S11 | . | T086 | 0.57 | 540.7384
DK_CA_Aab | . | S11 | . | T087 | 0.57 | 540.7384
DK_CA_Aab | . | S11 | . | T088 | 0.72 | 683.0379
DK_CA_Aab | . | S11 | . | T089 | 0.72 | 683.0379
DK_CA_Aab | . | S11 | . | T090 | 0.72 | 683.0379
DK_CA_Aab | . | S11 | . | T091 | 0.57 | 540.7384
DK_CA_Aab | . | S11 | . | T092 | 0.57 | 540.7384
DK_CA_Aab | . | S11 | . | T093 | 0.57 | 540.7384
DK_CA_Aab | . | S11 | . | T094 | 0.57 | 540.7384
DK_CA_Aab | . | S11 | . | T095 | 0.42 | 398.4388
DK_CA_Aab | . | S11 | . | T096 | 0.42 | 398.4388
DK_CA_Aab | . | S11 | . | T097 | 0.42 | 398.4388
DK_CA_Aab | . | S11 | . | T098 | 0.42 | 398.4388
DK_CA_Aab | . | S11 | . | T099 | 0.3 | 284.5991
DK_CA_Aab | . | S11 | . | T100 | 0.19 | 180.2461
DK_CA_Aab | . | S11 | . | T101 | 0.19 | 180.2461
DK_CA_Aab | . | S11 | . | T102 | 0.19 | 180.2461
DK_CA_Aab | . | S11 | . | T103 | 0.12 | 113.8397
DK_CA_Aab | . | S11 | . | T104 | 0.12 | 113.8397
DK_CA_Aab | . | S11 | . | T105 | 0.12 | 113.8397
DK_CA_Aab | . | S11 | . | T106 | 0.12 | 113.8397
DK_CA_Aab | . | S11 | . | T107 | 0.12 | 113.8397
DK_CA_Aab | . | S11 | . | T108 | 0.12 | 113.8397
DK_CA_Aab | . | S11 | . | T109 | 0.12 | 113.8397
DK_CA_Aab | . | S11 | . | T110 | 0.12 | 113.8397
DK_CA_Aab | . | S11 | . | T111 | 0.12 | 113.8397
DK_CA_Aab | . | S11 | . | T112 | 0.12 | 113.8397
DK_CA_Aab | . | S11 | . | T113 | 0.12 | 113.8397
DK_CA_Aab | . | S11 | . | T114 | 0.12 | 113.8397
DK_CA_Aab | . | S11 | . | T115 | 0.12 | 113.8397
DK_CA_Aab | . | S11 | . | T116 | 0.06 | 56.9198
DK_CA_Aab | . | S11 | . | T117 | 0.12 | 113.8397
DK_CA_Aab | . | S11 | . | T118 | 0.12 | 113.8397
DK_CA_Aab | . | S11 | . | T119 | 0.12 | 113.8397
DK_CA_Aab | . | S11 | . | T120 | 0.12 | 113.8397
DK_CA_Aab | . | S11 | . | T121 | 0.19 | 180.2461
DK_CA_Aab | . | S11 | . | T122 | 0.19 | 180.2461
DK_CA_Aab | . | S11 | . | T123 | 0.19 | 180.2461
DK_CA_Aab | . | S11 | . | T124 | 0.19 | 180.2461
DK_CA_Aab | . | S11 | . | T125 | 0.19 | 180.2461
DK_CA_Aab | . | S11 | . | T126 | 0.19 | 180.2461
DK_CA_Aab | . | S11 | . | T127 | 0.19 | 180.2461
DK_CA_Aab | . | S11 | . | T128 | 0.3 | 284.5991
DK_CA_Aab | . | S11 | . | T129 | 0.3 | 284.5991
DK_CA_Aab | . | S11 | . | T130 | 0.3 | 284.5991
DK_CA_Aab | . | S11 | . | T131 | 0.3 | 284.5991
DK_CA_Aab | . | S11 | . | T132 | 0.19 | 180.2461
DK_CA_Aab | . | S11 | . | T133 | 0.19 | 180.2461
DK_CA_Aab | . | S11 | . | T134 | 0.19 | 180.2461
DK_CA_Aab | . | S11 | . | T135 | 0.19 | 180.2461
DK_CA_Aab | . | S11 | . | T136 | 0.19 | 180.2461
DK_CA_Aab | . | S11 | . | T137 | 0.19 | 180.2461
DK_CA_Aab | . | S11 | . | T138 | 0.12 | 113.8397
DK_CA_Aab | . | S11 | . | T139 | 0.12 | 113.8397
DK_CA_Aab | . | S11 | . | T140 | 0.06 | 56.9198
DK_CA_Aab | . | S11 | . | T141 | 0.06 | 56.9198
DK_CA_Aab | . | S11 | . | T142 | 0.06 | 56.9198
DK_CA_Aab | . | S11 | . | T143 | 0.06 | 56.9198
DK_CA_Aab | . | S11 | . | T144 | 0.06 | 56.9198
DK_CA_Aab | . | S11 | . | T145 | 0.06 | 56.9198
DK_CA_Aab | . | S11 | . | T146 | 0.03 | 28.4599
DK_CA_Aab | . | S11 | . | T147 | 0.03 | 28.4599
DK_CA_Aab | . | S11 | . | T148 | 0.03 | 28.4599
DK_CA_Aab | . | S11 | . | T149 | 0.03 | 28.4599
DK_CA_Aab | . | S11 | . | T150 | 0.03 | 28.4599
DK_CA_Aab | . | S11 | . | T151 | 0.03 | 28.4599
DK_CA_Aab | . | S11 | . | T152 | 0.06 | 56.9198
DK_CA_Aab | . | S11 | . | T153 | 0.06 | 56.9198
DK_CA_Aab | . | S11 | . | T154 | 0.12 | 113.8397
DK_CA_Aab | . | S11 | . | T155 | 0.19 | 180.2461
DK_CA_Aab | . | S11 | . | T156 | 0.3 | 284.5991
DK_CA_Aab | . | S11 | . | T157 | 0.42 | 398.4388
DK_CA_Aab | . | S11 | . | T158 | 0.42 | 398.4388
DK_CA_Aab | . | S11 | . | T159 | 0.42 | 398.4388
DK_CA_Aab | . | S11 | . | T160 | 0.42 | 398.4388
DK_CA_Aab | . | S11 | . | T161 | 0.42 | 398.4388
DK_CA_Aab | . | S11 | . | T162 | 0.3 | 284.5991
DK_CA_Aab | . | S11 | . | T163 | 0.42 | 398.4388
DK_CA_Aab | . | S11 | . | T164 | 0.72 | 683.0379
DK_CA_Aab | . | S11 | . | T165 | 0.85 | 806.3642
DK_CA_Aab | . | S11 | . | T166 | 0.85 | 806.3642
DK_CA_Aab | . | S11 | . | T167 | 0.72 | 683.0379
DK_CA_Aab | . | S11 | . | T168 | 0.57 | 540.7384
DK_CA_Aab | . | S12 | . | T001 | 0.57 | 540.7384
DK_CA_Aab | . | S12 | . | T002 | 0.57 | 540.7384
DK_CA_Aab | . | S12 | . | T003 | 0.72 | 683.0379
DK_CA_Aab | . | S12 | . | T004 | 0.85 | 806.3642
DK_CA_Aab | . | S12 | . | T005 | 0.85 | 806.3642
DK_CA_Aab | . | S12 | . | T006 | 0.85 | 806.3642
DK_CA_Aab | . | S12 | . | T007 | 0.85 | 806.3642
DK_CA_Aab | . | S12 | . | T008 | 0.99 | 939.1772
DK_CA_Aab | . | S12 | . | T009 | 0.99 | 939.1772
DK_CA_Aab | . | S12 | . | T010 | 0.99 | 939.1772
DK_CA_Aab | . | S12 | . | T011 | 0.99 | 939.1772
DK_CA_Aab | . | S12 | . | T012 | 0.95 | 901.2306
DK_CA_Aab | . | S12 | . | T013 | 0.99 | 939.1772
DK_CA_Aab | . | S12 | . | T014 | 0.99 | 939.1772
DK_CA_Aab | . | S12 | . | T015 | 0.95 | 901.2306
DK_CA_Aab | . | S12 | . | T016 | 0.99 | 939.1772
DK_CA_Aab | . | S12 | . | T017 | 1 | 948.6638
DK_CA_Aab | . | S12 | . | T018 | 1 | 948.6638
DK_CA_Aab | . | S12 | . | T019 | 1 | 948.6638
DK_CA_Aab | . | S12 | . | T020 | 1 | 948.6638
DK_CA_Aab | . | S12 | . | T021 | 1 | 948.6638
DK_CA_Aab | . | S12 | . | T022 | 1 | 948.6638
DK_CA_Aab | . | S12 | . | T023 | 1 | 948.6638
DK_CA_Aab | . | S12 | . | T024 | 1 | 948.6638
DK_CA_Aab | . | S12 | . | T025 | 1 | 948.6638
DK_CA_Aab | . | S12 | . | T026 | 1 | 948.6638
DK_CA_Aab | . | S12 | . | T027 | 1 | 948.6638
DK_CA_Aab | . | S12 | . | T028 | 1 | 948.6638
DK_CA_Aab | . | S12 | . | T029 | 1 | 948.6638
DK_CA_Aab | . | S12 | . | T030 | 1 | 948.6638
DK_CA_Aab | . | S12 | . | T031 | 1 | 948.6638
DK_CA_Aab | . | S12 | . | T032 | 1 | 948.6638
DK_CA_Aab | . | S12 | . | T033 | 1 | 948.6638
DK_CA_Aab | . | S12 | . | T034 | 1 | 948.6638
DK_CA_Aab | . | S12 | . | T035 | 0.99 | 939.1772
DK_CA_Aab | . | S12 | . | T036 | 0.95 | 901.2306
DK_CA_Aab | . | S12 | . | T037 | 0.85 | 806.3642
DK_CA_Aab | . | S12 | . | T038 | 0.72 | 683.0379
DK_CA_Aab | . | S12 | . | T039 | 0.72 | 683.0379
DK_CA_Aab | . | S12 | . | T040 | 0.57 | 540.7384
DK_CA_Aab | . | S12 | . | T041 | 0.42 | 398.4388
DK_CA_Aab | . | S12 | . | T042 | 0.42 | 398.4388
DK_CA_Aab | . | S12 | . | T043 | 0.42 | 398.4388
DK_CA_Aab | . | S12 | . | T044 | 0.3 | 284.5991
DK_CA_Aab | . | S12 | . | T045 | 0.3 | 284.5991
DK_CA_Aab | . | S12 | . | T046 | 0.3 | 284.5991
DK_CA_Aab | . | S12 | . | T047 | 0.3 | 284.5991
DK_CA_Aab | . | S12 | . | T048 | 0.3 | 284.5991
DK_CA_Aab | . | S12 | . | T049 | 0.19 | 180.2461
DK_CA_Aab | . | S12 | . | T050 | 0.19 | 180.2461
DK_CA_Aab | . | S12 | . | T051 | 0.12 | 113.8397
DK_CA_Aab | . | S12 | . | T052 | 0.12 | 113.8397
DK_CA_Aab | . | S12 | . | T053 | 0.06 | 56.9198
DK_CA_Aab | . | S12 | . | T054 | 0.03 | 28.4599
DK_CA_Aab | . | S12 | . | T055 | 0.03 | 28.4599
DK_CA_Aab | . | S12 | . | T056 | 0.03 | 28.4599
DK_CA_Aab | . | S12 | . | T057 | 0.03 | 28.4599
DK_CA_Aab | . | S12 | . | T058 | 0 | 0
DK_CA_Aab | . | S12 | . | T059 | 0 | 0
DK_CA_Aab | . | S12 | . | T060 | 0 | 0
DK_CA_Aab | . | S12 | . | T061 | 0 | 0
DK_CA_Aab | . | S12 | . | T062 | 0 | 0
DK_CA_Aab | . | S12 | . | T063 | 0 | 0
DK_CA_Aab | . | S12 | . | T064 | 0 | 0
DK_CA_Aab | . | S12 | . | T065 | 0 | 0
DK_CA_Aab | . | S12 | . | T066 | 0 | 0
DK_CA_Aab | . | S12 | . | T067 | 0 | 0
DK_CA_Aab | . | S12 | . | T068 | 0 | 0
DK_CA_Aab | . | S12 | . | T069 | 0 | 0
DK_CA_Aab | . | S12 | . | T070 | 0 | 0
DK_CA_Aab | . | S12 | . | T071 | 0 | 0
DK_CA_Aab | . | S12 | . | T072 | 0 | 0
DK_CA_Aab | . | S12 | . | T073 | 0 | 0
DK_CA_Aab | . | S12 | . | T074 | 0.03 | 28.4599
DK_CA_Aab | . | S12 | . | T075 | 0 | 0
DK_CA_Aab | . | S12 | . | T076 | 0 | 0
DK_CA_Aab | . | S12 | . | T077 | 0 | 0
DK_CA_Aab | . | S12 | . | T078 | 0 | 0
DK_CA_Aab | . | S12 | . | T079 | 0 | 0
DK_CA_Aab | . | S12 | . | T080 | 0 | 0
DK_CA_Aab | . | S12 | . | T081 | 0 | 0
DK_CA_Aab | . | S12 | . | T082 | 0 | 0
DK_CA_Aab | . | S12 | . | T083 | 0.03 | 28.4599
DK_CA_Aab | . | S12 | . | T084 | 0.12 | 113.8397
DK_CA_Aab | . | S12 | . | T085 | 0.19 | 180.2461
DK_CA_Aab | . | S12 | . | T086 | 0.3 | 284.5991
DK_CA_Aab | . | S12 | . | T087 | 0.3 | 284.5991
DK_CA_Aab | . | S12 | . | T088 | 0.3 | 284.5991
DK_CA_Aab | . | S12 | . | T089 | 0.42 | 398.4388
DK_CA_Aab | . | S12 | . | T090 | 0.57 | 540.7384
DK_CA_Aab | . | S12 | . | T091 | 0.72 | 683.0379
DK_CA_Aab | . | S12 | . | T092 | 0.85 | 806.3642
DK_CA_Aab | . | S12 | . | T093 | 0.95 | 901.2306
DK_CA_Aab | . | S12 | . | T094 | 0.95 | 901.2306
DK_CA_Aab | . | S12 | . | T095 | 0.85 | 806.3642
DK_CA_Aab | . | S12 | . | T096 | 0.85 | 806.3642
DK_CA_Aab | . | S12 | . | T097 | 0.85 | 806.3642
DK_CA_Aab | . | S12 | . | T098 | 0.85 | 806.3642
DK_CA_Aab | . | S12 | . | T099 | 0.85 | 806.3642
DK_CA_Aab | . | S12 | . | T100 | 0.85 | 806.3642
DK_CA_Aab | . | S12 | . | T101 | 0.95 | 901.2306
DK_CA_Aab | . | S12 | . | T102 | 0.95 | 901.2306
DK_CA_Aab | . | S12 | . | T103 | 0.95 | 901.2306
DK_CA_Aab | . | S12 | . | T104 | 0.99 | 939.1772
DK_CA_Aab | . | S12 | . | T105 | 0.95 | 901.2306
DK_CA_Aab | . | S12 | . | T106 | 0.95 | 901.2306
DK_CA_Aab | . | S12 | . | T107 | 0.95 | 901.2306
DK_CA_Aab | . | S12 | . | T108 | 0.85 | 806.3642
DK_CA_Aab | . | S12 | . | T109 | 0.85 | 806.3642
DK_CA_Aab | . | S12 | . | T110 | 0.85 | 806.3642
DK_CA_Aab | . | S12 | . | T111 | 0.72 | 683.0379
DK_CA_Aab | . | S12 | . | T112 | 0.72 | 683.0379
DK_CA_Aab | . | S12 | . | T113 | 0.72 | 683.0379
DK_CA_Aab | . | S12 | . | T114 | 0.57 | 540.7384
DK_CA_Aab | . | S12 | . | T115 | 0.57 | 540.7384
DK_CA_Aab | . | S12 | . | T116 | 0.57 | 540.7384
DK_CA_Aab | . | S12 | . | T117 | 0.57 | 540.7384
DK_CA_Aab | . | S12 | . | T118 | 0.57 | 540.7384
DK_CA_Aab | . | S12 | . | T119 | 0.57 | 540.7384
DK_CA_Aab | . | S12 | . | T120 | 0.42 | 398.4388
DK_CA_Aab | . | S12 | . | T121 | 0.42 | 398.4388
DK_CA_Aab | . | S12 | . | T122 | 0.42 | 398.4388
DK_CA_Aab | . | S12 | . | T123 | 0.42 | 398.4388
DK_CA_Aab | . | S12 | . | T124 | 0.42 | 398.4388
DK_CA_Aab | . | S12 | . | T125 | 0.57 | 540.7384
DK_CA_Aab | . | S12 | . | T126 | 0.72 | 683.0379
DK_CA_Aab | . | S12 | . | T127 | 0.72 | 683.0379
DK_CA_Aab | . | S12 | . | T128 | 0.85 | 806.3642
DK_CA_Aab | . | S12 | . | T129 | 0.95 | 901.2306
DK_CA_Aab | . | S12 | . | T130 | 0.95 | 901.2306
DK_CA_Aab | . | S12 | . | T131 | 0.99 | 939.1772
DK_CA_Aab | . | S12 | . | T132 | 0.99 | 939.1772
DK_CA_Aab | . | S12 | . | T133 | 0.99 | 939.1772
DK_CA_Aab | . | S12 | . | T134 | 0.99 | 939.1772
DK_CA_Aab | . | S12 | . | T135 | 0.95 | 901.2306
DK_CA_Aab | . | S12 | . | T136 | 0.95 | 901.2306
DK_CA_Aab | . | S12 | . | T137 | 0.95 | 901.2306
DK_CA_Aab | . | S12 | . | T138 | 0.99 | 939.1772
DK_CA_Aab | . | S12 | . | T139 | 0.99 | 939.1772
DK_CA_Aab | . | S12 | . | T140 | 0.99 | 939.1772
DK_CA_Aab | . | S12 | . | T141 | 0.95 | 901.2306
DK_CA_Aab | . | S12 | . | T142 | 0.85 | 806.3642
DK_CA_Aab | . | S12 | . | T143 | 0.72 | 683.0379
DK_CA_Aab | . | S12 | . | T144 | 0.72 | 683.0379
DK_CA_Aab | . | S12 | . | T145 | 0.72 | 683.0379
DK_CA_Aab | . | S12 | . | T146 | 0.72 | 683.0379
DK_CA_Aab | . | S12 | . | T147 | 0.72 | 683.0379
DK_CA_Aab | . | S12 | . | T148 | 0.72 | 683.0379
DK_CA_Aab | . | S12 | . | T149 | 0.57 | 540.7384
DK_CA_Aab | . | S12 | . | T150 | 0.57 | 540.7384
DK_CA_Aab | . | S12 | . | T151 | 0.57 | 540.7384
DK_CA_Aab | . | S12 | . | T152 | 0.57 | 540.7384
DK_CA_Aab | . | S12 | . | T153 | 0.57 | 540.7384
DK_CA_Aab | . | S12 | . | T154 | 0.72 | 683.0379
DK_CA_Aab | . | S12 | . | T155 | 0.72 | 683.0379
DK_CA_Aab | . | S12 | . | T156 | 0.72 | 683.0379
DK_CA_Aab | . | S12 | . | T157 | 0.72 | 683.0379
DK_CA_Aab | . | S12 | . | T158 | 0.72 | 683.0379
DK_CA_Aab | . | S12 | . | T159 | 0.57 | 540.7384
DK_CA_Aab | . | S12 | . | T160 | 0.72 | 683.0379
DK_CA_Aab | . | S12 | . | T161 | 0.72 | 683.0379
DK_CA_Aab | . | S12 | . | T162 | 0.85 | 806.3642
DK_CA_Aab | . | S12 | . | T163 | 0.85 | 806.3642
DK_CA_Aab | . | S12 | . | T164 | 0.85 | 806.3642
DK_CA_Aab | . | S12 | . | T165 | 0.85 | 806.3642
DK_CA_Aab | . | S12 | . | T166 | 0.85 | 806.3642
DK_CA_Aab | . | S12 | . | T167 | 0.95 | 901.2306
DK_CA_Aab | . | S12 | . | T168 | 0.95 | 901.2306
DK_CA_Aab | . | S13 | . | T001 | 0.95 | 901.2306
DK_CA_Aab | . | S13 | . | T002 | 0.95 | 901.2306
DK_CA_Aab | . | S13 | . | T003 | 0.95 | 901.2306
DK_CA_Aab | . | S13 | . | T004 | 0.95 | 901.2306
DK_CA_Aab | . | S13 | . | T005 | 0.99 | 939.1772
DK_CA_Aab | . | S13 | . | T006 | 0.99 | 939.1772
DK_CA_Aab | . | S13 | . | T007 | 1 | 948.6638
DK_CA_Aab | . | S13 | . | T008 | 1 | 948.6638
DK_CA_Aab | . | S13 | . | T009 | 1 | 948.6638
DK_CA_Aab | . | S13 | . | T010 | 1 | 948.6638
DK_CA_Aab | . | S13 | . | T011 | 1 | 948.6638
DK_CA_Aab | . | S13 | . | T012 | 0.99 | 939.1772
DK_CA_Aab | . | S13 | . | T013 | 0.99 | 939.1772
DK_CA_Aab | . | S13 | . | T014 | 0.99 | 939.1772
DK_CA_Aab | . | S13 | . | T015 | 0.95 | 901.2306
DK_CA_Aab | . | S13 | . | T016 | 0.95 | 901.2306
DK_CA_Aab | . | S13 | . | T017 | 0.95 | 901.2306
DK_CA_Aab | . | S13 | . | T018 | 0.95 | 901.2306
DK_CA_Aab | . | S13 | . | T019 | 0.99 | 939.1772
DK_CA_Aab | . | S13 | . | T020 | 0.99 | 939.1772
DK_CA_Aab | . | S13 | . | T021 | 0.99 | 939.1772
DK_CA_Aab | . | S13 | . | T022 | 0.95 | 901.2306
DK_CA_Aab | . | S13 | . | T023 | 0.85 | 806.3642
DK_CA_Aab | . | S13 | . | T024 | 0.85 | 806.3642
DK_CA_Aab | . | S13 | . | T025 | 0.85 | 806.3642
DK_CA_Aab | . | S13 | . | T026 | 0.85 | 806.3642
DK_CA_Aab | . | S13 | . | T027 | 0.85 | 806.3642
DK_CA_Aab | . | S13 | . | T028 | 0.72 | 683.0379
DK_CA_Aab | . | S13 | . | T029 | 0.72 | 683.0379
DK_CA_Aab | . | S13 | . | T030 | 0.72 | 683.0379
DK_CA_Aab | . | S13 | . | T031 | 0.72 | 683.0379
DK_CA_Aab | . | S13 | . | T032 | 0.72 | 683.0379
DK_CA_Aab | . | S13 | . | T033 | 0.85 | 806.3642
DK_CA_Aab | . | S13 | . | T034 | 0.72 | 683.0379
DK_CA_Aab | . | S13 | . | T035 | 0.72 | 683.0379
DK_CA_Aab | . | S13 | . | T036 | 0.57 | 540.7384
DK_CA_Aab | . | S13 | . | T037 | 0.57 | 540.7384
DK_CA_Aab | . | S13 | . | T038 | 0.42 | 398.4388
DK_CA_Aab | . | S13 | . | T039 | 0.57 | 540.7384
DK_CA_Aab | . | S13 | . | T040 | 0.57 | 540.7384
DK_CA_Aab | . | S13 | . | T041 | 0.57 | 540.7384
DK_CA_Aab | . | S13 | . | T042 | 0.57 | 540.7384
DK_CA_Aab | . | S13 | . | T043 | 0.72 | 683.0379
DK_CA_Aab | . | S13 | . | T044 | 0.85 | 806.3642
DK_CA_Aab | . | S13 | . | T045 | 0.85 | 806.3642
DK_CA_Aab | . | S13 | . | T046 | 0.85 | 806.3642
DK_CA_Aab | . | S13 | . | T047 | 0.85 | 806.3642
DK_CA_Aab | . | S13 | . | T048 | 0.85 | 806.3642
DK_CA_Aab | . | S13 | . | T049 | 0.85 | 806.3642
DK_CA_Aab | . | S13 | . | T050 | 0.85 | 806.3642
DK_CA_Aab | . | S13 | . | T051 | 0.85 | 806.3642
DK_CA_Aab | . | S13 | . | T052 | 0.95 | 901.2306
DK_CA_Aab | . | S13 | . | T053 | 0.95 | 901.2306
DK_CA_Aab | . | S13 | . | T054 | 0.95 | 901.2306
DK_CA_Aab | . | S13 | . | T055 | 0.95 | 901.2306
DK_CA_Aab | . | S13 | . | T056 | 0.95 | 901.2306
DK_CA_Aab | . | S13 | . | T057 | 0.99 | 939.1772
DK_CA_Aab | . | S13 | . | T058 | 0.99 | 939.1772
DK_CA_Aab | . | S13 | . | T059 | 1 | 948.6638
DK_CA_Aab | . | S13 | . | T060 | 1 | 948.6638
DK_CA_Aab | . | S13 | . | T061 | 1 | 948.6638
DK_CA_Aab | . | S13 | . | T062 | 1 | 948.6638
DK_CA_Aab | . | S13 | . | T063 | 1 | 948.6638
DK_CA_Aab | . | S13 | . | T064 | 1 | 948.6638
DK_CA_Aab | . | S13 | . | T065 | 1 | 948.6638
DK_CA_Aab | . | S13 | . | T066 | 1 | 948.6638
DK_CA_Aab | . | S13 | . | T067 | 1 | 948.6638
DK_CA_Aab | . | S13 | . | T068 | 1 | 948.6638
DK_CA_Aab | . | S13 | . | T069 | 1 | 948.6638
DK_CA_Aab | . | S13 | . | T070 | 1 | 948.6638
DK_CA_Aab | . | S13 | . | T071 | 1 | 948.6638
DK_CA_Aab | . | S13 | . | T072 | 1 | 948.6638
DK_CA_Aab | . | S13 | . | T073 | 1 | 948.6638
DK_CA_Aab | . | S13 | . | T074 | 1 | 948.6638
DK_CA_Aab | . | S13 | . | T075 | 1 | 948.6638
DK_CA_Aab | . | S13 | . | T076 | 1 | 948.6638
DK_CA_Aab | . | S13 | . | T077 | 1 | 948.6638
DK_CA_Aab | . | S13 | . | T078 | 1 | 948.6638
DK_CA_Aab | . | S13 | . | T079 | 1 | 948.6638
DK_CA_Aab | . | S13 | . | T080 | 1 | 948.6638
DK_CA_Aab | . | S13 | . | T081 | 1 | 948.6638
DK_CA_Aab | . | S13 | . | T082 | 1 | 948.6638
DK_CA_Aab | . | S13 | . | T083 | 1 | 948.6638
DK_CA_Aab | . | S13 | . | T084 | 1 | 948.6638
DK_CA_Aab | . | S13 | . | T085 | 1 | 948.6638
DK_CA_Aab | . | S13 | . | T086 | 1 | 948.6638
DK_CA_Aab | . | S13 | . | T087 | 1 | 948.6638
DK_CA_Aab | . | S13 | . | T088 | 1 | 948.6638
DK_CA_Aab | . | S13 | . | T089 | 1 | 948.6638
DK_CA_Aab | . | S13 | . | T090 | 1 | 948.6638
DK_CA_Aab | . | S13 | . | T091 | 1 | 948.6638
DK_CA_Aab | . | S13 | . | T092 | 1 | 948.6638
DK_CA_Aab | . | S13 | . | T093 | 1 | 948.6638
DK_CA_Aab | . | S13 | . | T094 | 1 | 948.6638
DK_CA_Aab | . | S13 | . | T095 | 1 | 948.6638
DK_CA_Aab | . | S13 | . | T096 | 1 | 948.6638
DK_CA_Aab | . | S13 | . | T097 | 1 | 948.6638
DK_CA_Aab | . | S13 | . | T098 | 1 | 948.6638
DK_CA_Aab | . | S13 | . | T099 | 1 | 948.6638
DK_CA_Aab | . | S13 | . | T100 | 0.99 | 939.1772
DK_CA_Aab | . | S13 | . | T101 | 0.95 | 901.2306
DK_CA_Aab | . | S13 | . | T102 | 0.95 | 901.2306
DK_CA_Aab | . | S13 | . | T103 | 0.85 | 806.3642
DK_CA_Aab | . | S13 | . | T104 | 0.85 | 806.3642
DK_CA_Aab | . | S13 | . | T105 | 0.72 | 683.0379
DK_CA_Aab | . | S13 | . | T106 | 0.57 | 540.7384
DK_CA_Aab | . | S13 | . | T107 | 0.57 | 540.7384
DK_CA_Aab | . | S13 | . | T108 | 0.42 | 398.4388
DK_CA_Aab | . | S13 | . | T109 | 0.42 | 398.4388
DK_CA_Aab | . | S13 | . | T110 | 0.3 | 284.5991
DK_CA_Aab | . | S13 | . | T111 | 0.12 | 113.8397
DK_CA_Aab | . | S13 | . | T112 | 0.06 | 56.9198
DK_CA_Aab | . | S13 | . | T113 | 0 | 0
DK_CA_Aab | . | S13 | . | T114 | 0 | 0
DK_CA_Aab | . | S13 | . | T115 | 0.03 | 28.4599
DK_CA_Aab | . | S13 | . | T116 | 0.12 | 113.8397
DK_CA_Aab | . | S13 | . | T117 | 0.19 | 180.2461
DK_CA_Aab | . | S13 | . | T118 | 0.19 | 180.2461
DK_CA_Aab | . | S13 | . | T119 | 0.19 | 180.2461
DK_CA_Aab | . | S13 | . | T120 | 0.12 | 113.8397
DK_CA_Aab | . | S13 | . | T121 | 0.12 | 113.8397
DK_CA_Aab | . | S13 | . | T122 | 0.12 | 113.8397
DK_CA_Aab | . | S13 | . | T123 | 0.12 | 113.8397
DK_CA_Aab | . | S13 | . | T124 | 0.19 | 180.2461
DK_CA_Aab | . | S13 | . | T125 | 0.19 | 180.2461
DK_CA_Aab | . | S13 | . | T126 | 0.3 | 284.5991
DK_CA_Aab | . | S13 | . | T127 | 0.42 | 398.4388
DK_CA_Aab | . | S13 | . | T128 | 0.3 | 284.5991
DK_CA_Aab | . | S13 | . | T129 | 0.3 | 284.5991
DK_CA_Aab | . | S13 | . | T130 | 0.3 | 284.5991
DK_CA_Aab | . | S13 | . | T131 | 0.42 | 398.4388
DK_CA_Aab | . | S13 | . | T132 | 0.42 | 398.4388
DK_CA_Aab | . | S13 | . | T133 | 0.42 | 398.4388
DK_CA_Aab | . | S13 | . | T134 | 0.42 | 398.4388
DK_CA_Aab | . | S13 | . | T135 | 0.42 | 398.4388
DK_CA_Aab | . | S13 | . | T136 | 0.57 | 540.7384
DK_CA_Aab | . | S13 | . | T137 | 0.57 | 540.7384
DK_CA_Aab | . | S13 | . | T138 | 0.57 | 540.7384
DK_CA_Aab | . | S13 | . | T139 | 0.57 | 540.7384
DK_CA_Aab | . | S13 | . | T140 | 0.57 | 540.7384
DK_CA_Aab | . | S13 | . | T141 | 0.57 | 540.7384
DK_CA_Aab | . | S13 | . | T142 | 0.57 | 540.7384
DK_CA_Aab | . | S13 | . | T143 | 0.42 | 398.4388
DK_CA_Aab | . | S13 | . | T144 | 0.42 | 398.4388
DK_CA_Aab | . | S13 | . | T145 | 0.42 | 398.4388
DK_CA_Aab | . | S13 | . | T146 | 0.42 | 398.4388
DK_CA_Aab | . | S13 | . | T147 | 0.42 | 398.4388
DK_CA_Aab | . | S13 | . | T148 | 0.42 | 398.4388
DK_CA_Aab | . | S13 | . | T149 | 0.57 | 540.7384
DK_CA_Aab | . | S13 | . | T150 | 0.57 | 540.7384
DK_CA_Aab | . | S13 | . | T151 | 0.72 | 683.0379
DK_CA_Aab | . | S13 | . | T152 | 0.85 | 806.3642
DK_CA_Aab | . | S13 | . | T153 | 0.85 | 806.3642
DK_CA_Aab | . | S13 | . | T154 | 0.95 | 901.2306
DK_CA_Aab | . | S13 | . | T155 | 0.99 | 939.1772
DK_CA_Aab | . | S13 | . | T156 | 0.99 | 939.1772
DK_CA_Aab | . | S13 | . | T157 | 1 | 948.6638
DK_CA_Aab | . | S13 | . | T158 | 1 | 948.6638
DK_CA_Aab | . | S13 | . | T159 | 1 | 948.6638
DK_CA_Aab | . | S13 | . | T160 | 1 | 948.6638
DK_CA_Aab | . | S13 | . | T161 | 1 | 948.6638
DK_CA_Aab | . | S13 | . | T162 | 1 | 948.6638
DK_CA_Aab | . | S13 | . | T163 | 1 | 948.6638
DK_CA_Aab | . | S13 | . | T164 | 1 | 948.6638
DK_CA_Aab | . | S13 | . | T165 | 1 | 948.6638
DK_CA_Aab | . | S13 | . | T166 | 0.99 | 939.1772
DK_CA_Aab | . | S13 | . | T167 | 0.95 | 901.2306
DK_CA_Aab | . | S13 | . | T168 | 0.85 | 806.3642
DK_CA_Aab | . | S14 | . | T001 | 0.72 | 683.0379
DK_CA_Aab | . | S14 | . | T002 | 0.57 | 540.7384
DK_CA_Aab | . | S14 | . | T003 | 0.57 | 540.7384
DK_CA_Aab | . | S14 | . | T004 | 0.42 | 398.4388
DK_CA_Aab | . | S14 | . | T005 | 0.3 | 284.5991
DK_CA_Aab | . | S14 | . | T006 | 0.3 | 284.5991
DK_CA_Aab | . | S14 | . | T007 | 0.3 | 284.5991
DK_CA_Aab | . | S14 | . | T008 | 0.3 | 284.5991
DK_CA_Aab | . | S14 | . | T009 | 0.3 | 284.5991
DK_CA_Aab | . | S14 | . | T010 | 0.3 | 284.5991
DK_CA_Aab | . | S14 | . | T011 | 0.42 | 398.4388
DK_CA_Aab | . | S14 | . | T012 | 0.42 | 398.4388
DK_CA_Aab | . | S14 | . | T013 | 0.42 | 398.4388
DK_CA_Aab | . | S14 | . | T014 | 0.42 | 398.4388
DK_CA_Aab | . | S14 | . | T015 | 0.57 | 540.7384
DK_CA_Aab | . | S14 | . | T016 | 0.57 | 540.7384
DK_CA_Aab | . | S14 | . | T017 | 0.57 | 540.7384
DK_CA_Aab | . | S14 | . | T018 | 0.42 | 398.4388
DK_CA_Aab | . | S14 | . | T019 | 0.42 | 398.4388
DK_CA_Aab | . | S14 | . | T020 | 0.42 | 398.4388
DK_CA_Aab | . | S14 | . | T021 | 0.3 | 284.5991
DK_CA_Aab | . | S14 | . | T022 | 0.3 | 284.5991
DK_CA_Aab | . | S14 | . | T023 | 0.19 | 180.2461
DK_CA_Aab | . | S14 | . | T024 | 0.19 | 180.2461
DK_CA_Aab | . | S14 | . | T025 | 0.12 | 113.8397
DK_CA_Aab | . | S14 | . | T026 | 0.12 | 113.8397
DK_CA_Aab | . | S14 | . | T027 | 0.12 | 113.8397
DK_CA_Aab | . | S14 | . | T028 | 0.12 | 113.8397
DK_CA_Aab | . | S14 | . | T029 | 0.12 | 113.8397
DK_CA_Aab | . | S14 | . | T030 | 0.19 | 180.2461
DK_CA_Aab | . | S14 | . | T031 | 0.19 | 180.2461
DK_CA_Aab | . | S14 | . | T032 | 0.3 | 284.5991
DK_CA_Aab | . | S14 | . | T033 | 0.3 | 284.5991
DK_CA_Aab | . | S14 | . | T034 | 0.3 | 284.5991
DK_CA_Aab | . | S14 | . | T035 | 0.42 | 398.4388
DK_CA_Aab | . | S14 | . | T036 | 0.57 | 540.7384
DK_CA_Aab | . | S14 | . | T037 | 0.72 | 683.0379
DK_CA_Aab | . | S14 | . | T038 | 0.72 | 683.0379
DK_CA_Aab | . | S14 | . | T039 | 0.72 | 683.0379
DK_CA_Aab | . | S14 | . | T040 | 0.72 | 683.0379
DK_CA_Aab | . | S14 | . | T041 | 0.72 | 683.0379
DK_CA_Aab | . | S14 | . | T042 | 0.95 | 901.2306
DK_CA_Aab | . | S14 | . | T043 | 0.99 | 939.1772
DK_CA_Aab | . | S14 | . | T044 | 1 | 948.6638
DK_CA_Aab | . | S14 | . | T045 | 1 | 948.6638
DK_CA_Aab | . | S14 | . | T046 | 1 | 948.6638
DK_CA_Aab | . | S14 | . | T047 | 1 | 948.6638
DK_CA_Aab | . | S14 | . | T048 | 1 | 948.6638
DK_CA_Aab | . | S14 | . | T049 | 0.99 | 939.1772
DK_CA_Aab | . | S14 | . | T050 | 0.99 | 939.1772
DK_CA_Aab | . | S14 | . | T051 | 0.99 | 939.1772
DK_CA_Aab | . | S14 | . | T052 | 0.99 | 939.1772
DK_CA_Aab | . | S14 | . | T053 | 0.95 | 901.2306
DK_CA_Aab | . | S14 | . | T054 | 0.95 | 901.2306
DK_CA_Aab | . | S14 | . | T055 | 0.95 | 901.2306
DK_CA_Aab | . | S14 | . | T056 | 0.99 | 939.1772
DK_CA_Aab | . | S14 | . | T057 | 0.95 | 901.2306
DK_CA_Aab | . | S14 | . | T058 | 0.95 | 901.2306
DK_CA_Aab | . | S14 | . | T059 | 0.95 | 901.2306
DK_CA_Aab | . | S14 | . | T060 | 0.95 | 901.2306
DK_CA_Aab | . | S14 | . | T061 | 0.95 | 901.2306
DK_CA_Aab | . | S14 | . | T062 | 0.95 | 901.2306
DK_CA_Aab | . | S14 | . | T063 | 0.85 | 806.3642
DK_CA_Aab | . | S14 | . | T064 | 0.85 | 806.3642
DK_CA_Aab | . | S14 | . | T065 | 0.85 | 806.3642
DK_CA_Aab | . | S14 | . | T066 | 0.72 | 683.0379
DK_CA_Aab | . | S14 | . | T067 | 0.72 | 683.0379
DK_CA_Aab | . | S14 | . | T068 | 0.57 | 540.7384
DK_CA_Aab | . | S14 | . | T069 | 0.42 | 398.4388
DK_CA_Aab | . | S14 | . | T070 | 0.3 | 284.5991
DK_CA_Aab | . | S14 | . | T071 | 0.3 | 284.5991
DK_CA_Aab | . | S14 | . | T072 | 0.42 | 398.4388
DK_CA_Aab | . | S14 | . | T073 | 0.72 | 683.0379
DK_CA_Aab | . | S14 | . | T074 | 0.85 | 806.3642
DK_CA_Aab | . | S14 | . | T075 | 0.99 | 939.1772
DK_CA_Aab | . | S14 | . | T076 | 1 | 948.6638
DK_CA_Aab | . | S14 | . | T077 | 0.99 | 939.1772
DK_CA_Aab | . | S14 | . | T078 | 0.99 | 939.1772
DK_CA_Aab | . | S14 | . | T079 | 0.99 | 939.1772
DK_CA_Aab | . | S14 | . | T080 | 1 | 948.6638
DK_CA_Aab | . | S14 | . | T081 | 1 | 948.6638
DK_CA_Aab | . | S14 | . | T082 | 1 | 948.6638
DK_CA_Aab | . | S14 | . | T083 | 1 | 948.6638
DK_CA_Aab | . | S14 | . | T084 | 1 | 948.6638
DK_CA_Aab | . | S14 | . | T085 | 1 | 948.6638
DK_CA_Aab | . | S14 | . | T086 | 1 | 948.6638
DK_CA_Aab | . | S14 | . | T087 | 0.99 | 939.1772
DK_CA_Aab | . | S14 | . | T088 | 0.85 | 806.3642
DK_CA_Aab | . | S14 | . | T089 | 0.72 | 683.0379
DK_CA_Aab | . | S14 | . | T090 | 0.72 | 683.0379
DK_CA_Aab | . | S14 | . | T091 | 0.72 | 683.0379
DK_CA_Aab | . | S14 | . | T092 | 0.72 | 683.0379
DK_CA_Aab | . | S14 | . | T093 | 0.72 | 683.0379
DK_CA_Aab | . | S14 | . | T094 | 0.72 | 683.0379
DK_CA_Aab | . | S14 | . | T095 | 0.85 | 806.3642
DK_CA_Aab | . | S14 | . | T096 | 0.85 | 806.3642
DK_CA_Aab | . | S14 | . | T097 | 0.85 | 806.3642
DK_CA_Aab | . | S14 | . | T098 | 0.95 | 901.2306
DK_CA_Aab | . | S14 | . | T099 | 0.99 | 939.1772
DK_CA_Aab | . | S14 | . | T100 | 0.99 | 939.1772
DK_CA_Aab | . | S14 | . | T101 | 0.99 | 939.1772
DK_CA_Aab | . | S14 | . | T102 | 0.99 | 939.1772
DK_CA_Aab | . | S14 | . | T103 | 0.99 | 939.1772
DK_CA_Aab | . | S14 | . | T104 | 0.99 | 939.1772
DK_CA_Aab | . | S14 | . | T105 | 0.95 | 901.2306
DK_CA_Aab | . | S14 | . | T106 | 0.95 | 901.2306
DK_CA_Aab | . | S14 | . | T107 | 0.95 | 901.2306
DK_CA_Aab | . | S14 | . | T108 | 0.95 | 901.2306
DK_CA_Aab | . | S14 | . | T109 | 0.95 | 901.2306
DK_CA_Aab | . | S14 | . | T110 | 0.95 | 901.2306
DK_CA_Aab | . | S14 | . | T111 | 0.85 | 806.3642
DK_CA_Aab | . | S14 | . | T112 | 0.72 | 683.0379
DK_CA_Aab | . | S14 | . | T113 | 0.72 | 683.0379
DK_CA_Aab | . | S14 | . | T114 | 0.57 | 540.7384
DK_CA_Aab | . | S14 | . | T115 | 0.72 | 683.0379
DK_CA_Aab | . | S14 | . | T116 | 0.72 | 683.0379
DK_CA_Aab | . | S14 | . | T117 | 0.85 | 806.3642
DK_CA_Aab | . | S14 | . | T118 | 0.85 | 806.3642
DK_CA_Aab | . | S14 | . | T119 | 0.95 | 901.2306
DK_CA_Aab | . | S14 | . | T120 | 0.95 | 901.2306
DK_CA_Aab | . | S14 | . | T121 | 0.95 | 901.2306
DK_CA_Aab | . | S14 | . | T122 | 0.99 | 939.1772
DK_CA_Aab | . | S14 | . | T123 | 0.99 | 939.1772
DK_CA_Aab | . | S14 | . | T124 | 0.99 | 939.1772
DK_CA_Aab | . | S14 | . | T125 | 0.95 | 901.2306
DK_CA_Aab | . | S14 | . | T126 | 0.85 | 806.3642
DK_CA_Aab | . | S14 | . | T127 | 0.85 | 806.3642
DK_CA_Aab | . | S14 | . | T128 | 0.72 | 683.0379
DK_CA_Aab | . | S14 | . | T129 | 0.72 | 683.0379
DK_CA_Aab | . | S14 | . | T130 | 0.72 | 683.0379
DK_CA_Aab | . | S14 | . | T131 | 0.85 | 806.3642
DK_CA_Aab | . | S14 | . | T132 | 0.85 | 806.3642
DK_CA_Aab | . | S14 | . | T133 | 0.85 | 806.3642
DK_CA_Aab | . | S14 | . | T134 | 0.95 | 901.2306
DK_CA_Aab | . | S14 | . | T135 | 0.85 | 806.3642
DK_CA_Aab | . | S14 | . | T136 | 0.85 | 806.3642
DK_CA_Aab | . | S14 | . | T137 | 0.85 | 806.3642
DK_CA_Aab | . | S14 | . | T138 | 0.85 | 806.3642
DK_CA_Aab | . | S14 | . | T139 | 0.72 | 683.0379
DK_CA_Aab | . | S14 | . | T140 | 0.72 | 683.0379
DK_CA_Aab | . | S14 | . | T141 | 0.57 | 540.7384
DK_CA_Aab | . | S14 | . | T142 | 0.42 | 398.4388
DK_CA_Aab | . | S14 | . | T143 | 0.3 | 284.5991
DK_CA_Aab | . | S14 | . | T144 | 0.19 | 180.2461
DK_CA_Aab | . | S14 | . | T145 | 0.19 | 180.2461
DK_CA_Aab | . | S14 | . | T146 | 0.19 | 180.2461
DK_CA_Aab | . | S14 | . | T147 | 0.19 | 180.2461
DK_CA_Aab | . | S14 | . | T148 | 0.42 | 398.4388
DK_CA_Aab | . | S14 | . | T149 | 0.57 | 540.7384
DK_CA_Aab | . | S14 | . | T150 | 0.57 | 540.7384
DK_CA_Aab | . | S14 | . | T151 | 0.57 | 540.7384
DK_CA_Aab | . | S14 | . | T152 | 0.42 | 398.4388
DK_CA_Aab | . | S14 | . | T153 | 0.42 | 398.4388
DK_CA_Aab | . | S14 | . | T154 | 0.42 | 398.4388
DK_CA_Aab | . | S14 | . | T155 | 0.57 | 540.7384
DK_CA_Aab | . | S14 | . | T156 | 0.57 | 540.7384
DK_CA_Aab | . | S14 | . | T157 | 0.57 | 540.7384
DK_CA_Aab | . | S14 | . | T158 | 0.57 | 540.7384
DK_CA_Aab | . | S14 | . | T159 | 0.57 | 540.7384
DK_CA_Aab | . | S14 | . | T160 | 0.57 | 540.7384
DK_CA_Aab | . | S14 | . | T161 | 0.42 | 398.4388
DK_CA_Aab | . | S14 | . | T162 | 0.42 | 398.4388
DK_CA_Aab | . | S14 | . | T163 | 0.3 | 284.5991
DK_CA_Aab | . | S14 | . | T164 | 0.3 | 284.5991
DK_CA_Aab | . | S14 | . | T165 | 0.19 | 180.2461
DK_CA_Aab | . | S14 | . | T166 | 0.19 | 180.2461
DK_CA_Aab | . | S14 | . | T167 | 0.19 | 180.2461
DK_CA_Aab | . | S14 | . | T168 | 0.19 | 180.2461
DK_CA_Aab | . | S15 | . | T001 | 0.3 | 284.5991
DK_CA_Aab | . | S15 | . | T002 | 0.3 | 284.5991
DK_CA_Aab | . | S15 | . | T003 | 0.19 | 180.2461
DK_CA_Aab | . | S15 | . | T004 | 0.19 | 180.2461
DK_CA_Aab | . | S15 | . | T005 | 0.19 | 180.2461
DK_CA_Aab | . | S15 | . | T006 | 0.19 | 180.2461
DK_CA_Aab | . | S15 | . | T007 | 0.12 | 113.8397
DK_CA_Aab | . | S15 | . | T008 | 0.12 | 113.8397
DK_CA_Aab | . | S15 | . | T009 | 0.12 | 113.8397
DK_CA_Aab | . | S15 | . | T010 | 0.19 | 180.2461
DK_CA_Aab | . | S15 | . | T011 | 0.3 | 284.5991
DK_CA_Aab | . | S15 | . | T012 | 0.42 | 398.4388
DK_CA_Aab | . | S15 | . | T013 | 0.42 | 398.4388
DK_CA_Aab | . | S15 | . | T014 | 0.57 | 540.7384
DK_CA_Aab | . | S15 | . | T015 | 0.57 | 540.7384
DK_CA_Aab | . | S15 | . | T016 | 0.42 | 398.4388
DK_CA_Aab | . | S15 | . | T017 | 0.42 | 398.4388
DK_CA_Aab | . | S15 | . | T018 | 0.42 | 398.4388
DK_CA_Aab | . | S15 | . | T019 | 0.57 | 540.7384
DK_CA_Aab | . | S15 | . | T020 | 0.57 | 540.7384
DK_CA_Aab | . | S15 | . | T021 | 0.57 | 540.7384
DK_CA_Aab | . | S15 | . | T022 | 0.57 | 540.7384
DK_CA_Aab | . | S15 | . | T023 | 0.57 | 540.7384
DK_CA_Aab | . | S15 | . | T024 | 0.57 | 540.7384
DK_CA_Aab | . | S15 | . | T025 | 0.42 | 398.4388
DK_CA_Aab | . | S15 | . | T026 | 0.42 | 398.4388
DK_CA_Aab | . | S15 | . | T027 | 0.3 | 284.5991
DK_CA_Aab | . | S15 | . | T028 | 0.12 | 113.8397
DK_CA_Aab | . | S15 | . | T029 | 0.12 | 113.8397
DK_CA_Aab | . | S15 | . | T030 | 0.12 | 113.8397
DK_CA_Aab | . | S15 | . | T031 | 0.06 | 56.9198
DK_CA_Aab | . | S15 | . | T032 | 0.06 | 56.9198
DK_CA_Aab | . | S15 | . | T033 | 0.12 | 113.8397
DK_CA_Aab | . | S15 | . | T034 | 0.12 | 113.8397
DK_CA_Aab | . | S15 | . | T035 | 0.19 | 180.2461
DK_CA_Aab | . | S15 | . | T036 | 0.3 | 284.5991
DK_CA_Aab | . | S15 | . | T037 | 0.3 | 284.5991
DK_CA_Aab | . | S15 | . | T038 | 0.42 | 398.4388
DK_CA_Aab | . | S15 | . | T039 | 0.42 | 398.4388
DK_CA_Aab | . | S15 | . | T040 | 0.42 | 398.4388
DK_CA_Aab | . | S15 | . | T041 | 0.57 | 540.7384
DK_CA_Aab | . | S15 | . | T042 | 0.72 | 683.0379
DK_CA_Aab | . | S15 | . | T043 | 0.85 | 806.3642
DK_CA_Aab | . | S15 | . | T044 | 0.85 | 806.3642
DK_CA_Aab | . | S15 | . | T045 | 0.85 | 806.3642
DK_CA_Aab | . | S15 | . | T046 | 0.85 | 806.3642
DK_CA_Aab | . | S15 | . | T047 | 0.85 | 806.3642
DK_CA_Aab | . | S15 | . | T048 | 0.85 | 806.3642
DK_CA_Aab | . | S15 | . | T049 | 0.85 | 806.3642
DK_CA_Aab | . | S15 | . | T050 | 0.85 | 806.3642
DK_CA_Aab | . | S15 | . | T051 | 0.72 | 683.0379
DK_CA_Aab | . | S15 | . | T052 | 0.72 | 683.0379
DK_CA_Aab | . | S15 | . | T053 | 0.72 | 683.0379
DK_CA_Aab | . | S15 | . | T054 | 0.72 | 683.0379
DK_CA_Aab | . | S15 | . | T055 | 0.72 | 683.0379
DK_CA_Aab | . | S15 | . | T056 | 0.85 | 806.3642
DK_CA_Aab | . | S15 | . | T057 | 0.85 | 806.3642
DK_CA_Aab | . | S15 | . | T058 | 0.85 | 806.3642
DK_CA_Aab | . | S15 | . | T059 | 0.85 | 806.3642
DK_CA_Aab | . | S15 | . | T060 | 0.85 | 806.3642
DK_CA_Aab | . | S15 | . | T061 | 0.95 | 901.2306
DK_CA_Aab | . | S15 | . | T062 | 0.95 | 901.2306
DK_CA_Aab | . | S15 | . | T063 | 0.95 | 901.2306
DK_CA_Aab | . | S15 | . | T064 | 0.95 | 901.2306
DK_CA_Aab | . | S15 | . | T065 | 0.85 | 806.3642
DK_CA_Aab | . | S15 | . | T066 | 0.85 | 806.3642
DK_CA_Aab | . | S15 | . | T067 | 0.85 | 806.3642
DK_CA_Aab | . | S15 | . | T068 | 0.85 | 806.3642
DK_CA_Aab | . | S15 | . | T069 | 0.72 | 683.0379
DK_CA_Aab | . | S15 | . | T070 | 0.72 | 683.0379
DK_CA_Aab | . | S15 | . | T071 | 0.72 | 683.0379
DK_CA_Aab | . | S15 | . | T072 | 0.72 | 683.0379
DK_CA_Aab | . | S15 | . | T073 | 0.57 | 540.7384
DK_CA_Aab | . | S15 | . | T074 | 0.57 | 540.7384
DK_CA_Aab | . | S15 | . | T075 | 0.42 | 398.4388
DK_CA_Aab | . | S15 | . | T076 | 0.57 | 540.7384
DK_CA_Aab | . | S15 | . | T077 | 0.42 | 398.4388
DK_CA_Aab | . | S15 | . | T078 | 0.42 | 398.4388
DK_CA_Aab | . | S15 | . | T079 | 0.3 | 284.5991
DK_CA_Aab | . | S15 | . | T080 | 0.42 | 398.4388
DK_CA_Aab | . | S15 | . | T081 | 0.3 | 284.5991
DK_CA_Aab | . | S15 | . | T082 | 0.19 | 180.2461
DK_CA_Aab | . | S15 | . | T083 | 0.19 | 180.2461
DK_CA_Aab | . | S15 | . | T084 | 0.19 | 180.2461
DK_CA_Aab | . | S15 | . | T085 | 0.19 | 180.2461
DK_CA_Aab | . | S15 | . | T086 | 0.19 | 180.2461
DK_CA_Aab | . | S15 | . | T087 | 0.3 | 284.5991
DK_CA_Aab | . | S15 | . | T088 | 0.42 | 398.4388
DK_CA_Aab | . | S15 | . | T089 | 0.57 | 540.7384
DK_CA_Aab | . | S15 | . | T090 | 0.57 | 540.7384
DK_CA_Aab | . | S15 | . | T091 | 0.72 | 683.0379
DK_CA_Aab | . | S15 | . | T092 | 0.72 | 683.0379
DK_CA_Aab | . | S15 | . | T093 | 0.85 | 806.3642
DK_CA_Aab | . | S15 | . | T094 | 0.85 | 806.3642
DK_CA_Aab | . | S15 | . | T095 | 0.85 | 806.3642
DK_CA_Aab | . | S15 | . | T096 | 0.85 | 806.3642
DK_CA_Aab | . | S15 | . | T097 | 0.85 | 806.3642
DK_CA_Aab | . | S15 | . | T098 | 0.95 | 901.2306
DK_CA_Aab | . | S15 | . | T099 | 0.95 | 901.2306
DK_CA_Aab | . | S15 | . | T100 | 1 | 948.6638
DK_CA_Aab | . | S15 | . | T101 | 1 | 948.6638
DK_CA_Aab | . | S15 | . | T102 | 1 | 948.6638
DK_CA_Aab | . | S15 | . | T103 | 1 | 948.6638
DK_CA_Aab | . | S15 | . | T104 | 1 | 948.6638
DK_CA_Aab | . | S15 | . | T105 | 1 | 948.6638
DK_CA_Aab | . | S15 | . | T106 | 1 | 948.6638
DK_CA_Aab | . | S15 | . | T107 | 1 | 948.6638
DK_CA_Aab | . | S15 | . | T108 | 1 | 948.6638
DK_CA_Aab | . | S15 | . | T109 | 0.95 | 901.2306
DK_CA_Aab | . | S15 | . | T110 | 0.85 | 806.3642
DK_CA_Aab | . | S15 | . | T111 | 0.85 | 806.3642
DK_CA_Aab | . | S15 | . | T112 | 0.85 | 806.3642
DK_CA_Aab | . | S15 | . | T113 | 0.72 | 683.0379
DK_CA_Aab | . | S15 | . | T114 | 0.72 | 683.0379
DK_CA_Aab | . | S15 | . | T115 | 0.72 | 683.0379
DK_CA_Aab | . | S15 | . | T116 | 0.72 | 683.0379
DK_CA_Aab | . | S15 | . | T117 | 0.72 | 683.0379
DK_CA_Aab | . | S15 | . | T118 | 0.85 | 806.3642
DK_CA_Aab | . | S15 | . | T119 | 0.85 | 806.3642
DK_CA_Aab | . | S15 | . | T120 | 0.85 | 806.3642
DK_CA_Aab | . | S15 | . | T121 | 0.85 | 806.3642
DK_CA_Aab | . | S15 | . | T122 | 0.85 | 806.3642
DK_CA_Aab | . | S15 | . | T123 | 0.85 | 806.3642
DK_CA_Aab | . | S15 | . | T124 | 0.85 | 806.3642
DK_CA_Aab | . | S15 | . | T125 | 0.72 | 683.0379
DK_CA_Aab | . | S15 | . | T126 | 0.72 | 683.0379
DK_CA_Aab | . | S15 | . | T127 | 0.72 | 683.0379
DK_CA_Aab | . | S15 | . | T128 | 0.72 | 683.0379
DK_CA_Aab | . | S15 | . | T129 | 0.57 | 540.7384
DK_CA_Aab | . | S15 | . | T130 | 0.57 | 540.7384
DK_CA_Aab | . | S15 | . | T131 | 0.57 | 540.7384
DK_CA_Aab | . | S15 | . | T132 | 0.57 | 540.7384
DK_CA_Aab | . | S15 | . | T133 | 0.57 | 540.7384
DK_CA_Aab | . | S15 | . | T134 | 0.72 | 683.0379
DK_CA_Aab | . | S15 | . | T135 | 0.72 | 683.0379
DK_CA_Aab | . | S15 | . | T136 | 0.72 | 683.0379
DK_CA_Aab | . | S15 | . | T137 | 0.72 | 683.0379
DK_CA_Aab | . | S15 | . | T138 | 0.72 | 683.0379
DK_CA_Aab | . | S15 | . | T139 | 0.57 | 540.7384
DK_CA_Aab | . | S15 | . | T140 | 0.42 | 398.4388
DK_CA_Aab | . | S15 | . | T141 | 0.42 | 398.4388
DK_CA_Aab | . | S15 | . | T142 | 0.3 | 284.5991
DK_CA_Aab | . | S15 | . | T143 | 0.19 | 180.2461
DK_CA_Aab | . | S15 | . | T144 | 0.12 | 113.8397
DK_CA_Aab | . | S15 | . | T145 | 0.06 | 56.9198
DK_CA_Aab | . | S15 | . | T146 | 0.03 | 28.4599
DK_CA_Aab | . | S15 | . | T147 | 0 | 0
DK_CA_Aab | . | S15 | . | T148 | 0 | 0
DK_CA_Aab | . | S15 | . | T149 | 0 | 0
DK_CA_Aab | . | S15 | . | T150 | 0 | 0
DK_CA_Aab | . | S15 | . | T151 | 0 | 0
DK_CA_Aab | . | S15 | . | T152 | 0 | 0
DK_CA_Aab | . | S15 | . | T153 | 0.03 | 28.4599
DK_CA_Aab | . | S15 | . | T154 | 0.06 | 56.9198
DK_CA_Aab | . | S15 | . | T155 | 0.12 | 113.8397
DK_CA_Aab | . | S15 | . | T156 | 0.19 | 180.2461
DK_CA_Aab | . | S15 | . | T157 | 0.3 | 284.5991
DK_CA_Aab | . | S15 | . | T158 | 0.42 | 398.4388
DK_CA_Aab | . | S15 | . | T159 | 0.57 | 540.7384
DK_CA_Aab | . | S15 | . | T160 | 0.57 | 540.7384
DK_CA_Aab | . | S15 | . | T161 | 0.72 | 683.0379
DK_CA_Aab | . | S15 | . | T162 | 0.85 | 806.3642
DK_CA_Aab | . | S15 | . | T163 | 0.95 | 901.2306
DK_CA_Aab | . | S15 | . | T164 | 0.99 | 939.1772
DK_CA_Aab | . | S15 | . | T165 | 0.99 | 939.1772
DK_CA_Aab | . | S15 | . | T166 | 0.99 | 939.1772
DK_CA_Aab | . | S15 | . | T167 | 0.85 | 806.3642
DK_CA_Aab | . | S15 | . | T168 | 0.72 | 683.0379
DK_CA_Aab | . | S16 | . | T001 | 0.42 | 398.4388
DK_CA_Aab | . | S16 | . | T002 | 0.3 | 284.5991
DK_CA_Aab | . | S16 | . | T003 | 0.3 | 284.5991
DK_CA_Aab | . | S16 | . | T004 | 0.19 | 180.2461
DK_CA_Aab | . | S16 | . | T005 | 0.19 | 180.2461
DK_CA_Aab | . | S16 | . | T006 | 0.19 | 180.2461
DK_CA_Aab | . | S16 | . | T007 | 0.19 | 180.2461
DK_CA_Aab | . | S16 | . | T008 | 0.3 | 284.5991
DK_CA_Aab | . | S16 | . | T009 | 0.3 | 284.5991
DK_CA_Aab | . | S16 | . | T010 | 0.3 | 284.5991
DK_CA_Aab | . | S16 | . | T011 | 0.3 | 284.5991
DK_CA_Aab | . | S16 | . | T012 | 0.3 | 284.5991
DK_CA_Aab | . | S16 | . | T013 | 0.19 | 180.2461
DK_CA_Aab | . | S16 | . | T014 | 0.19 | 180.2461
DK_CA_Aab | . | S16 | . | T015 | 0.19 | 180.2461
DK_CA_Aab | . | S16 | . | T016 | 0.19 | 180.2461
DK_CA_Aab | . | S16 | . | T017 | 0.3 | 284.5991
DK_CA_Aab | . | S16 | . | T018 | 0.19 | 180.2461
DK_CA_Aab | . | S16 | . | T019 | 0.19 | 180.2461
DK_CA_Aab | . | S16 | . | T020 | 0.19 | 180.2461
DK_CA_Aab | . | S16 | . | T021 | 0.3 | 284.5991
DK_CA_Aab | . | S16 | . | T022 | 0.42 | 398.4388
DK_CA_Aab | . | S16 | . | T023 | 0.42 | 398.4388
DK_CA_Aab | . | S16 | . | T024 | 0.42 | 398.4388
DK_CA_Aab | . | S16 | . | T025 | 0.42 | 398.4388
DK_CA_Aab | . | S16 | . | T026 | 0.42 | 398.4388
DK_CA_Aab | . | S16 | . | T027 | 0.42 | 398.4388
DK_CA_Aab | . | S16 | . | T028 | 0.3 | 284.5991
DK_CA_Aab | . | S16 | . | T029 | 0.19 | 180.2461
DK_CA_Aab | . | S16 | . | T030 | 0.19 | 180.2461
DK_CA_Aab | . | S16 | . | T031 | 0.19 | 180.2461
DK_CA_Aab | . | S16 | . | T032 | 0.19 | 180.2461
DK_CA_Aab | . | S16 | . | T033 | 0.19 | 180.2461
DK_CA_Aab | . | S16 | . | T034 | 0.19 | 180.2461
DK_CA_Aab | . | S16 | . | T035 | 0.12 | 113.8397
DK_CA_Aab | . | S16 | . | T036 | 0.12 | 113.8397
DK_CA_Aab | . | S16 | . | T037 | 0.06 | 56.9198
DK_CA_Aab | . | S16 | . | T038 | 0.06 | 56.9198
DK_CA_Aab | . | S16 | . | T039 | 0.12 | 113.8397
DK_CA_Aab | . | S16 | . | T040 | 0.19 | 180.2461
DK_CA_Aab | . | S16 | . | T041 | 0.42 | 398.4388
DK_CA_Aab | . | S16 | . | T042 | 0.57 | 540.7384
DK_CA_Aab | . | S16 | . | T043 | 0.57 | 540.7384
DK_CA_Aab | . | S16 | . | T044 | 0.72 | 683.0379
DK_CA_Aab | . | S16 | . | T045 | 0.72 | 683.0379
DK_CA_Aab | . | S16 | . | T046 | 0.72 | 683.0379
DK_CA_Aab | . | S16 | . | T047 | 0.72 | 683.0379
DK_CA_Aab | . | S16 | . | T048 | 0.72 | 683.0379
DK_CA_Aab | . | S16 | . | T049 | 0.72 | 683.0379
DK_CA_Aab | . | S16 | . | T050 | 0.72 | 683.0379
DK_CA_Aab | . | S16 | . | T051 | 0.85 | 806.3642
DK_CA_Aab | . | S16 | . | T052 | 0.85 | 806.3642
DK_CA_Aab | . | S16 | . | T053 | 0.85 | 806.3642
DK_CA_Aab | . | S16 | . | T054 | 0.85 | 806.3642
DK_CA_Aab | . | S16 | . | T055 | 0.85 | 806.3642
DK_CA_Aab | . | S16 | . | T056 | 0.85 | 806.3642
DK_CA_Aab | . | S16 | . | T057 | 0.72 | 683.0379
DK_CA_Aab | . | S16 | . | T058 | 0.72 | 683.0379
DK_CA_Aab | . | S16 | . | T059 | 0.57 | 540.7384
DK_CA_Aab | . | S16 | . | T060 | 0.57 | 540.7384
DK_CA_Aab | . | S16 | . | T061 | 0.57 | 540.7384
DK_CA_Aab | . | S16 | . | T062 | 0.57 | 540.7384
DK_CA_Aab | . | S16 | . | T063 | 0.57 | 540.7384
DK_CA_Aab | . | S16 | . | T064 | 0.57 | 540.7384
DK_CA_Aab | . | S16 | . | T065 | 0.72 | 683.0379
DK_CA_Aab | . | S16 | . | T066 | 0.72 | 683.0379
DK_CA_Aab | . | S16 | . | T067 | 0.72 | 683.0379
DK_CA_Aab | . | S16 | . | T068 | 0.85 | 806.3642
DK_CA_Aab | . | S16 | . | T069 | 0.72 | 683.0379
DK_CA_Aab | . | S16 | . | T070 | 0.57 | 540.7384
DK_CA_Aab | . | S16 | . | T071 | 0.42 | 398.4388
DK_CA_Aab | . | S16 | . | T072 | 0.3 | 284.5991
DK_CA_Aab | . | S16 | . | T073 | 0.12 | 113.8397
DK_CA_Aab | . | S16 | . | T074 | 0.12 | 113.8397
DK_CA_Aab | . | S16 | . | T075 | 0.19 | 180.2461
DK_CA_Aab | . | S16 | . | T076 | 0.3 | 284.5991
DK_CA_Aab | . | S16 | . | T077 | 0.42 | 398.4388
DK_CA_Aab | . | S16 | . | T078 | 0.42 | 398.4388
DK_CA_Aab | . | S16 | . | T079 | 0.57 | 540.7384
DK_CA_Aab | . | S16 | . | T080 | 0.72 | 683.0379
DK_CA_Aab | . | S16 | . | T081 | 0.72 | 683.0379
DK_CA_Aab | . | S16 | . | T082 | 0.72 | 683.0379
DK_CA_Aab | . | S16 | . | T083 | 0.57 | 540.7384
DK_CA_Aab | . | S16 | . | T084 | 0.42 | 398.4388
DK_CA_Aab | . | S16 | . | T085 | 0.42 | 398.4388
DK_CA_Aab | . | S16 | . | T086 | 0.42 | 398.4388
DK_CA_Aab | . | S16 | . | T087 | 0.57 | 540.7384
DK_CA_Aab | . | S16 | . | T088 | 0.57 | 540.7384
DK_CA_Aab | . | S16 | . | T089 | 0.72 | 683.0379
DK_CA_Aab | . | S16 | . | T090 | 0.72 | 683.0379
DK_CA_Aab | . | S16 | . | T091 | 0.72 | 683.0379
DK_CA_Aab | . | S16 | . | T092 | 0.72 | 683.0379
DK_CA_Aab | . | S16 | . | T093 | 0.57 | 540.7384
DK_CA_Aab | . | S16 | . | T094 | 0.42 | 398.4388
DK_CA_Aab | . | S16 | . | T095 | 0.42 | 398.4388
DK_CA_Aab | . | S16 | . | T096 | 0.3 | 284.5991
DK_CA_Aab | . | S16 | . | T097 | 0.3 | 284.5991
DK_CA_Aab | . | S16 | . | T098 | 0.42 | 398.4388
DK_CA_Aab | . | S16 | . | T099 | 0.3 | 284.5991
DK_CA_Aab | . | S16 | . | T100 | 0.3 | 284.5991
DK_CA_Aab | . | S16 | . | T101 | 0.19 | 180.2461
DK_CA_Aab | . | S16 | . | T102 | 0.12 | 113.8397
DK_CA_Aab | . | S16 | . | T103 | 0.03 | 28.4599
DK_CA_Aab | . | S16 | . | T104 | 0.03 | 28.4599
DK_CA_Aab | . | S16 | . | T105 | 0 | 0
DK_CA_Aab | . | S16 | . | T106 | 0 | 0
DK_CA_Aab | . | S16 | . | T107 | 0 | 0
DK_CA_Aab | . | S16 | . | T108 | 0 | 0
DK_CA_Aab | . | S16 | . | T109 | 0 | 0
DK_CA_Aab | . | S16 | . | T110 | 0 | 0
DK_CA_Aab | . | S16 | . | T111 | 0 | 0
DK_CA_Aab | . | S16 | . | T112 | 0 | 0
DK_CA_Aab | . | S16 | . | T113 | 0.03 | 28.4599
DK_CA_Aab | . | S16 | . | T114 | 0.06 | 56.9198
DK_CA_Aab | . | S16 | . | T115 | 0.06 | 56.9198
DK_CA_Aab | . | S16 | . | T116 | 0.12 | 113.8397
DK_CA_Aab | . | S16 | . | T117 | 0.06 | 56.9198
DK_CA_Aab | . | S16 | . | T118 | 0.12 | 113.8397
DK_CA_Aab | . | S16 | . | T119 | 0.06 | 56.9198
DK_CA_Aab | . | S16 | . | T120 | 0.06 | 56.9198
DK_CA_Aab | . | S16 | . | T121 | 0.06 | 56.9198
DK_CA_Aab | . | S16 | . | T122 | 0.06 | 56.9198
DK_CA_Aab | . | S16 | . | T123 | 0.06 | 56.9198
DK_CA_Aab | . | S16 | . | T124 | 0.06 | 56.9198
DK_CA_Aab | . | S16 | . | T125 | 0.06 | 56.9198
DK_CA_Aab | . | S16 | . | T126 | 0.06 | 56.9198
DK_CA_Aab | . | S16 | . | T127 | 0.06 | 56.9198
DK_CA_Aab | . | S16 | . | T128 | 0.06 | 56.9198
DK_CA_Aab | . | S16 | . | T129 | 0.12 | 113.8397
DK_CA_Aab | . | S16 | . | T130 | 0.12 | 113.8397
DK_CA_Aab | . | S16 | . | T131 | 0.12 | 113.8397
DK_CA_Aab | . | S16 | . | T132 | 0.12 | 113.8397
DK_CA_Aab | . | S16 | . | T133 | 0.19 | 180.2461
DK_CA_Aab | . | S16 | . | T134 | 0.19 | 180.2461
DK_CA_Aab | . | S16 | . | T135 | 0.12 | 113.8397
DK_CA_Aab | . | S16 | . | T136 | 0.06 | 56.9198
DK_CA_Aab | . | S16 | . | T137 | 0.06 | 56.9198
DK_CA_Aab | . | S16 | . | T138 | 0.12 | 113.8397
DK_CA_Aab | . | S16 | . | T139 | 0.12 | 113.8397
DK_CA_Aab | . | S16 | . | T140 | 0.12 | 113.8397
DK_CA_Aab | . | S16 | . | T141 | 0.12 | 113.8397
DK_CA_Aab | . | S16 | . | T142 | 0.12 | 113.8397
DK_CA_Aab | . | S16 | . | T143 | 0.12 | 113.8397
DK_CA_Aab | . | S16 | . | T144 | 0.12 | 113.8397
DK_CA_Aab | . | S16 | . | T145 | 0.12 | 113.8397
DK_CA_Aab | . | S16 | . | T146 | 0.12 | 113.8397
DK_CA_Aab | . | S16 | . | T147 | 0.12 | 113.8397
DK_CA_Aab | . | S16 | . | T148 | 0.06 | 56.9198
DK_CA_Aab | . | S16 | . | T149 | 0.06 | 56.9198
DK_CA_Aab | . | S16 | . | T150 | 0.12 | 113.8397
DK_CA_Aab | . | S16 | . | T151 | 0.12 | 113.8397
DK_CA_Aab | . | S16 | . | T152 | 0.12 | 113.8397
DK_CA_Aab | . | S16 | . | T153 | 0.06 | 56.9198
DK_CA_Aab | . | S16 | . | T154 | 0.06 | 56.9198
DK_CA_Aab | . | S16 | . | T155 | 0.06 | 56.9198
DK_CA_Aab | . | S16 | . | T156 | 0.03 | 28.4599
DK_CA_Aab | . | S16 | . | T157 | 0.03 | 28.4599
DK_CA_Aab | . | S16 | . | T158 | 0.03 | 28.4599
DK_CA_Aab | . | S16 | . | T159 | 0 | 0
DK_CA_Aab | . | S16 | . | T160 | 0 | 0
DK_CA_Aab | . | S16 | . | T161 | 0 | 0
DK_CA_Aab | . | S16 | . | T162 | 0 | 0
DK_CA_Aab | . | S16 | . | T163 | 0 | 0
DK_CA_Aab | . | S16 | . | T164 | 0.03 | 28.4599
DK_CA_Aab | . | S16 | . | T165 | 0.03 | 28.4599
DK_CA_Aab | . | S16 | . | T166 | 0.03 | 28.4599
DK_CA_Aab | . | S16 | . | T167 | 0.06 | 56.9198
DK_CA_Aab | . | S16 | . | T168 | 0.03 | 28.4599
DK_CA_Aab | . | S17 | . | T001 | 0.03 | 28.4599
DK_CA_Aab | . | S17 | . | T002 | 0.03 | 28.4599
DK_CA_Aab | . | S17 | . | T003 | 0.03 | 28.4599
DK_CA_Aab | . | S17 | . | T004 | 0 | 0
DK_CA_Aab | . | S17 | . | T005 | 0 | 0
DK_CA_Aab | . | S17 | . | T006 | 0 | 0
DK_CA_Aab | . | S17 | . | T007 | 0 | 0
DK_CA_Aab | . | S17 | . | T008 | 0 | 0
DK_CA_Aab | . | S17 | . | T009 | 0.03 | 28.4599
DK_CA_Aab | . | S17 | . | T010 | 0.06 | 56.9198
DK_CA_Aab | . | S17 | . | T011 | 0.12 | 113.8397
DK_CA_Aab | . | S17 | . | T012 | 0.12 | 113.8397
DK_CA_Aab | . | S17 | . | T013 | 0.12 | 113.8397
DK_CA_Aab | . | S17 | . | T014 | 0.06 | 56.9198
DK_CA_Aab | . | S17 | . | T015 | 0.06 | 56.9198
DK_CA_Aab | . | S17 | . | T016 | 0.03 | 28.4599
DK_CA_Aab | . | S17 | . | T017 | 0.03 | 28.4599
DK_CA_Aab | . | S17 | . | T018 | 0.03 | 28.4599
DK_CA_Aab | . | S17 | . | T019 | 0.06 | 56.9198
DK_CA_Aab | . | S17 | . | T020 | 0.19 | 180.2461
DK_CA_Aab | . | S17 | . | T021 | 0.3 | 284.5991
DK_CA_Aab | . | S17 | . | T022 | 0.42 | 398.4388
DK_CA_Aab | . | S17 | . | T023 | 0.42 | 398.4388
DK_CA_Aab | . | S17 | . | T024 | 0.57 | 540.7384
DK_CA_Aab | . | S17 | . | T025 | 0.57 | 540.7384
DK_CA_Aab | . | S17 | . | T026 | 0.42 | 398.4388
DK_CA_Aab | . | S17 | . | T027 | 0.3 | 284.5991
DK_CA_Aab | . | S17 | . | T028 | 0.19 | 180.2461
DK_CA_Aab | . | S17 | . | T029 | 0.12 | 113.8397
DK_CA_Aab | . | S17 | . | T030 | 0.19 | 180.2461
DK_CA_Aab | . | S17 | . | T031 | 0.19 | 180.2461
DK_CA_Aab | . | S17 | . | T032 | 0.12 | 113.8397
DK_CA_Aab | . | S17 | . | T033 | 0.19 | 180.2461
DK_CA_Aab | . | S17 | . | T034 | 0.19 | 180.2461
DK_CA_Aab | . | S17 | . | T035 | 0.3 | 284.5991
DK_CA_Aab | . | S17 | . | T036 | 0.19 | 180.2461
DK_CA_Aab | . | S17 | . | T037 | 0.19 | 180.2461
DK_CA_Aab | . | S17 | . | T038 | 0.19 | 180.2461
DK_CA_Aab | . | S17 | . | T039 | 0.3 | 284.5991
DK_CA_Aab | . | S17 | . | T040 | 0.3 | 284.5991
DK_CA_Aab | . | S17 | . | T041 | 0.42 | 398.4388
DK_CA_Aab | . | S17 | . | T042 | 0.3 | 284.5991
DK_CA_Aab | . | S17 | . | T043 | 0.3 | 284.5991
DK_CA_Aab | . | S17 | . | T044 | 0.3 | 284.5991
DK_CA_Aab | . | S17 | . | T045 | 0.19 | 180.2461
DK_CA_Aab | . | S17 | . | T046 | 0.19 | 180.2461
DK_CA_Aab | . | S17 | . | T047 | 0.19 | 180.2461
DK_CA_Aab | . | S17 | . | T048 | 0.19 | 180.2461
DK_CA_Aab | . | S17 | . | T049 | 0.3 | 284.5991
DK_CA_Aab | . | S17 | . | T050 | 0.3 | 284.5991
DK_CA_Aab | . | S17 | . | T051 | 0.19 | 180.2461
DK_CA_Aab | . | S17 | . | T052 | 0.19 | 180.2461
DK_CA_Aab | . | S17 | . | T053 | 0.12 | 113.8397
DK_CA_Aab | . | S17 | . | T054 | 0.12 | 113.8397
DK_CA_Aab | . | S17 | . | T055 | 0.06 | 56.9198
DK_CA_Aab | . | S17 | . | T056 | 0.03 | 28.4599
DK_CA_Aab | . | S17 | . | T057 | 0 | 0
DK_CA_Aab | . | S17 | . | T058 | 0.03 | 28.4599
DK_CA_Aab | . | S17 | . | T059 | 0.06 | 56.9198
DK_CA_Aab | . | S17 | . | T060 | 0.19 | 180.2461
DK_CA_Aab | . | S17 | . | T061 | 0.42 | 398.4388
DK_CA_Aab | . | S17 | . | T062 | 0.57 | 540.7384
DK_CA_Aab | . | S17 | . | T063 | 0.72 | 683.0379
DK_CA_Aab | . | S17 | . | T064 | 0.85 | 806.3642
DK_CA_Aab | . | S17 | . | T065 | 0.85 | 806.3642
DK_CA_Aab | . | S17 | . | T066 | 0.85 | 806.3642
DK_CA_Aab | . | S17 | . | T067 | 0.95 | 901.2306
DK_CA_Aab | . | S17 | . | T068 | 0.95 | 901.2306
DK_CA_Aab | . | S17 | . | T069 | 0.95 | 901.2306
DK_CA_Aab | . | S17 | . | T070 | 0.99 | 939.1772
DK_CA_Aab | . | S17 | . | T071 | 0.99 | 939.1772
DK_CA_Aab | . | S17 | . | T072 | 0.99 | 939.1772
DK_CA_Aab | . | S17 | . | T073 | 0.99 | 939.1772
DK_CA_Aab | . | S17 | . | T074 | 0.99 | 939.1772
DK_CA_Aab | . | S17 | . | T075 | 0.95 | 901.2306
DK_CA_Aab | . | S17 | . | T076 | 0.72 | 683.0379
DK_CA_Aab | . | S17 | . | T077 | 0.72 | 683.0379
DK_CA_Aab | . | S17 | . | T078 | 0.57 | 540.7384
DK_CA_Aab | . | S17 | . | T079 | 0.57 | 540.7384
DK_CA_Aab | . | S17 | . | T080 | 0.57 | 540.7384
DK_CA_Aab | . | S17 | . | T081 | 0.42 | 398.4388
DK_CA_Aab | . | S17 | . | T082 | 0.3 | 284.5991
DK_CA_Aab | . | S17 | . | T083 | 0.19 | 180.2461
DK_CA_Aab | . | S17 | . | T084 | 0.12 | 113.8397
DK_CA_Aab | . | S17 | . | T085 | 0.06 | 56.9198
DK_CA_Aab | . | S17 | . | T086 | 0.06 | 56.9198
DK_CA_Aab | . | S17 | . | T087 | 0.03 | 28.4599
DK_CA_Aab | . | S17 | . | T088 | 0.03 | 28.4599
DK_CA_Aab | . | S17 | . | T089 | 0.06 | 56.9198
DK_CA_Aab | . | S17 | . | T090 | 0.03 | 28.4599
DK_CA_Aab | . | S17 | . | T091 | 0.03 | 28.4599
DK_CA_Aab | . | S17 | . | T092 | 0.03 | 28.4599
DK_CA_Aab | . | S17 | . | T093 | 0 | 0
DK_CA_Aab | . | S17 | . | T094 | 0.03 | 28.4599
DK_CA_Aab | . | S17 | . | T095 | 0.03 | 28.4599
DK_CA_Aab | . | S17 | . | T096 | 0.03 | 28.4599
DK_CA_Aab | . | S17 | . | T097 | 0.03 | 28.4599
DK_CA_Aab | . | S17 | . | T098 | 0.03 | 28.4599
DK_CA_Aab | . | S17 | . | T099 | 0 | 0
DK_CA_Aab | . | S17 | . | T100 | 0 | 0
DK_CA_Aab | . | S17 | . | T101 | 0 | 0
DK_CA_Aab | . | S17 | . | T102 | 0 | 0
DK_CA_Aab | . | S17 | . | T103 | 0.03 | 28.4599
DK_CA_Aab | . | S17 | . | T104 | 0.03 | 28.4599
DK_CA_Aab | . | S17 | . | T105 | 0.06 | 56.9198
DK_CA_Aab | . | S17 | . | T106 | 0.06 | 56.9198
DK_CA_Aab | . | S17 | . | T107 | 0.06 | 56.9198
DK_CA_Aab | . | S17 | . | T108 | 0.06 | 56.9198
DK_CA_Aab | . | S17 | . | T109 | 0.06 | 56.9198
DK_CA_Aab | . | S17 | . | T110 | 0.06 | 56.9198
DK_CA_Aab | . | S17 | . | T111 | 0.12 | 113.8397
DK_CA_Aab | . | S17 | . | T112 | 0.12 | 113.8397
DK_CA_Aab | . | S17 | . | T113 | 0.19 | 180.2461
DK_CA_Aab | . | S17 | . | T114 | 0.19 | 180.2461
DK_CA_Aab | . | S17 | . | T115 | 0.19 | 180.2461
DK_CA_Aab | . | S17 | . | T116 | 0.3 | 284.5991
DK_CA_Aab | . | S17 | . | T117 | 0.3 | 284.5991
DK_CA_Aab | . | S17 | . | T118 | 0.19 | 180.2461
DK_CA_Aab | . | S17 | . | T119 | 0.3 | 284.5991
DK_CA_Aab | . | S17 | . | T120 | 0.19 | 180.2461
DK_CA_Aab | . | S17 | . | T121 | 0.19 | 180.2461
DK_CA_Aab | . | S17 | . | T122 | 0.19 | 180.2461
DK_CA_Aab | . | S17 | . | T123 | 0.19 | 180.2461
DK_CA_Aab | . | S17 | . | T124 | 0.12 | 113.8397
DK_CA_Aab | . | S17 | . | T125 | 0.06 | 56.9198
DK_CA_Aab | . | S17 | . | T126 | 0.03 | 28.4599
DK_CA_Aab | . | S17 | . | T127 | 0.03 | 28.4599
DK_CA_Aab | . | S17 | . | T128 | 0 | 0
DK_CA_Aab | . | S17 | . | T129 | 0 | 0
DK_CA_Aab | . | S17 | . | T130 | 0 | 0
DK_CA_Aab | . | S17 | . | T131 | 0 | 0
DK_CA_Aab | . | S17 | . | T132 | 0 | 0
DK_CA_Aab | . | S17 | . | T133 | 0 | 0
DK_CA_Aab | . | S17 | . | T134 | 0 | 0
DK_CA_Aab | . | S17 | . | T135 | 0 | 0
DK_CA_Aab | . | S17 | . | T136 | 0 | 0
DK_CA_Aab | . | S17 | . | T137 | 0 | 0
DK_CA_Aab | . | S17 | . | T138 | 0 | 0
DK_CA_Aab | . | S17 | . | T139 | 0 | 0
DK_CA_Aab | . | S17 | . | T140 | 0 | 0
DK_CA_Aab | . | S17 | . | T141 | 0 | 0
DK_CA_Aab | . | S17 | . | T142 | 0.03 | 28.4599
DK_CA_Aab | . | S17 | . | T143 | 0.06 | 56.9198
DK_CA_Aab | . | S17 | . | T144 | 0.12 | 113.8397
DK_CA_Aab | . | S17 | . | T145 | 0.19 | 180.2461
DK_CA_Aab | . | S17 | . | T146 | 0.19 | 180.2461
DK_CA_Aab | . | S17 | . | T147 | 0.19 | 180.2461
DK_CA_Aab | . | S17 | . | T148 | 0.19 | 180.2461
DK_CA_Aab | . | S17 | . | T149 | 0.19 | 180.2461
DK_CA_Aab | . | S17 | . | T150 | 0.19 | 180.2461
DK_CA_Aab | . | S17 | . | T151 | 0.3 | 284.5991
DK_CA_Aab | . | S17 | . | T152 | 0.42 | 398.4388
DK_CA_Aab | . | S17 | . | T153 | 0.42 | 398.4388
DK_CA_Aab | . | S17 | . | T154 | 0.57 | 540.7384
DK_CA_Aab | . | S17 | . | T155 | 0.57 | 540.7384
DK_CA_Aab | . | S17 | . | T156 | 0.57 | 540.7384
DK_CA_Aab | . | S17 | . | T157 | 0.72 | 683.0379
DK_CA_Aab | . | S17 | . | T158 | 0.72 | 683.0379
DK_CA_Aab | . | S17 | . | T159 | 0.72 | 683.0379
DK_CA_Aab | . | S17 | . | T160 | 0.85 | 806.3642
DK_CA_Aab | . | S17 | . | T161 | 0.85 | 806.3642
DK_CA_Aab | . | S17 | . | T162 | 0.95 | 901.2306
DK_CA_Aab | . | S17 | . | T163 | 0.99 | 939.1772
DK_CA_Aab | . | S17 | . | T164 | 0.99 | 939.1772
DK_CA_Aab | . | S17 | . | T165 | 0.85 | 806.3642
DK_CA_Aab | . | S17 | . | T166 | 0.72 | 683.0379
DK_CA_Aab | . | S17 | . | T167 | 0.72 | 683.0379
DK_CA_Aab | . | S17 | . | T168 | 0.57 | 540.7384
DK_CA_Aab | . | S18 | . | T001 | 0.57 | 540.7384
DK_CA_Aab | . | S18 | . | T002 | 0.72 | 683.0379
DK_CA_Aab | . | S18 | . | T003 | 0.85 | 806.3642
DK_CA_Aab | . | S18 | . | T004 | 0.85 | 806.3642
DK_CA_Aab | . | S18 | . | T005 | 0.85 | 806.3642
DK_CA_Aab | . | S18 | . | T006 | 0.72 | 683.0379
DK_CA_Aab | . | S18 | . | T007 | 0.72 | 683.0379
DK_CA_Aab | . | S18 | . | T008 | 0.57 | 540.7384
DK_CA_Aab | . | S18 | . | T009 | 0.42 | 398.4388
DK_CA_Aab | . | S18 | . | T010 | 0.42 | 398.4388
DK_CA_Aab | . | S18 | . | T011 | 0.3 | 284.5991
DK_CA_Aab | . | S18 | . | T012 | 0.3 | 284.5991
DK_CA_Aab | . | S18 | . | T013 | 0.19 | 180.2461
DK_CA_Aab | . | S18 | . | T014 | 0.19 | 180.2461
DK_CA_Aab | . | S18 | . | T015 | 0.19 | 180.2461
DK_CA_Aab | . | S18 | . | T016 | 0.19 | 180.2461
DK_CA_Aab | . | S18 | . | T017 | 0.19 | 180.2461
DK_CA_Aab | . | S18 | . | T018 | 0.19 | 180.2461
DK_CA_Aab | . | S18 | . | T019 | 0.42 | 398.4388
DK_CA_Aab | . | S18 | . | T020 | 0.57 | 540.7384
DK_CA_Aab | . | S18 | . | T021 | 0.72 | 683.0379
DK_CA_Aab | . | S18 | . | T022 | 0.72 | 683.0379
DK_CA_Aab | . | S18 | . | T023 | 0.95 | 901.2306
DK_CA_Aab | . | S18 | . | T024 | 0.95 | 901.2306
DK_CA_Aab | . | S18 | . | T025 | 0.95 | 901.2306
DK_CA_Aab | . | S18 | . | T026 | 0.95 | 901.2306
DK_CA_Aab | . | S18 | . | T027 | 0.95 | 901.2306
DK_CA_Aab | . | S18 | . | T028 | 0.85 | 806.3642
DK_CA_Aab | . | S18 | . | T029 | 0.72 | 683.0379
DK_CA_Aab | . | S18 | . | T030 | 0.57 | 540.7384
DK_CA_Aab | . | S18 | . | T031 | 0.42 | 398.4388
DK_CA_Aab | . | S18 | . | T032 | 0.42 | 398.4388
DK_CA_Aab | . | S18 | . | T033 | 0.3 | 284.5991
DK_CA_Aab | . | S18 | . | T034 | 0.3 | 284.5991
DK_CA_Aab | . | S18 | . | T035 | 0.3 | 284.5991
DK_CA_Aab | . | S18 | . | T036 | 0.19 | 180.2461
DK_CA_Aab | . | S18 | . | T037 | 0.12 | 113.8397
DK_CA_Aab | . | S18 | . | T038 | 0 | 0
DK_CA_Aab | . | S18 | . | T039 | 0 | 0
DK_CA_Aab | . | S18 | . | T040 | 0 | 0
DK_CA_Aab | . | S18 | . | T041 | 0.03 | 28.4599
DK_CA_Aab | . | S18 | . | T042 | 0.06 | 56.9198
DK_CA_Aab | . | S18 | . | T043 | 0.12 | 113.8397
DK_CA_Aab | . | S18 | . | T044 | 0.12 | 113.8397
DK_CA_Aab | . | S18 | . | T045 | 0.19 | 180.2461
DK_CA_Aab | . | S18 | . | T046 | 0.3 | 284.5991
DK_CA_Aab | . | S18 | . | T047 | 0.3 | 284.5991
DK_CA_Aab | . | S18 | . | T048 | 0.3 | 284.5991
DK_CA_Aab | . | S18 | . | T049 | 0.3 | 284.5991
DK_CA_Aab | . | S18 | . | T050 | 0.3 | 284.5991
DK_CA_Aab | . | S18 | . | T051 | 0.3 | 284.5991
DK_CA_Aab | . | S18 | . | T052 | 0.3 | 284.5991
DK_CA_Aab | . | S18 | . | T053 | 0.3 | 284.5991
DK_CA_Aab | . | S18 | . | T054 | 0.3 | 284.5991
DK_CA_Aab | . | S18 | . | T055 | 0.3 | 284.5991
DK_CA_Aab | . | S18 | . | T056 | 0.19 | 180.2461
DK_CA_Aab | . | S18 | . | T057 | 0.19 | 180.2461
DK_CA_Aab | . | S18 | . | T058 | 0.19 | 180.2461
DK_CA_Aab | . | S18 | . | T059 | 0.12 | 113.8397
DK_CA_Aab | . | S18 | . | T060 | 0.19 | 180.2461
DK_CA_Aab | . | S18 | . | T061 | 0.19 | 180.2461
DK_CA_Aab | . | S18 | . | T062 | 0.19 | 180.2461
DK_CA_Aab | . | S18 | . | T063 | 0.3 | 284.5991
DK_CA_Aab | . | S18 | . | T064 | 0.3 | 284.5991
DK_CA_Aab | . | S18 | . | T065 | 0.3 | 284.5991
DK_CA_Aab | . | S18 | . | T066 | 0.3 | 284.5991
DK_CA_Aab | . | S18 | . | T067 | 0.3 | 284.5991
DK_CA_Aab | . | S18 | . | T068 | 0.3 | 284.5991
DK_CA_Aab | . | S18 | . | T069 | 0.3 | 284.5991
DK_CA_Aab | . | S18 | . | T070 | 0.19 | 180.2461
DK_CA_Aab | . | S18 | . | T071 | 0.19 | 180.2461
DK_CA_Aab | . | S18 | . | T072 | 0.12 | 113.8397
DK_CA_Aab | . | S18 | . | T073 | 0.06 | 56.9198
DK_CA_Aab | . | S18 | . | T074 | 0.03 | 28.4599
DK_CA_Aab | . | S18 | . | T075 | 0.03 | 28.4599
DK_CA_Aab | . | S18 | . | T076 | 0.03 | 28.4599
DK_CA_Aab | . | S18 | . | T077 | 0.03 | 28.4599
DK_CA_Aab | . | S18 | . | T078 | 0.03 | 28.4599
DK_CA_Aab | . | S18 | . | T079 | 0 | 0
DK_CA_Aab | . | S18 | . | T080 | 0 | 0
DK_CA_Aab | . | S18 | . | T081 | 0 | 0
DK_CA_Aab | . | S18 | . | T082 | 0.03 | 28.4599
DK_CA_Aab | . | S18 | . | T083 | 0.06 | 56.9198
DK_CA_Aab | . | S18 | . | T084 | 0.06 | 56.9198
DK_CA_Aab | . | S18 | . | T085 | 0.06 | 56.9198
DK_CA_Aab | . | S18 | . | T086 | 0.03 | 28.4599
DK_CA_Aab | . | S18 | . | T087 | 0.03 | 28.4599
DK_CA_Aab | . | S18 | . | T088 | 0.03 | 28.4599
DK_CA_Aab | . | S18 | . | T089 | 0.03 | 28.4599
DK_CA_Aab | . | S18 | . | T090 | 0 | 0
DK_CA_Aab | . | S18 | . | T091 | 0 | 0
DK_CA_Aab | . | S18 | . | T092 | 0.03 | 28.4599
DK_CA_Aab | . | S18 | . | T093 | 0.06 | 56.9198
DK_CA_Aab | . | S18 | . | T094 | 0.19 | 180.2461
DK_CA_Aab | . | S18 | . | T095 | 0.19 | 180.2461
DK_CA_Aab | . | S18 | . | T096 | 0.19 | 180.2461
DK_CA_Aab | . | S18 | . | T097 | 0.19 | 180.2461
DK_CA_Aab | . | S18 | . | T098 | 0.06 | 56.9198
DK_CA_Aab | . | S18 | . | T099 | 0.06 | 56.9198
DK_CA_Aab | . | S18 | . | T100 | 0.03 | 28.4599
DK_CA_Aab | . | S18 | . | T101 | 0.03 | 28.4599
DK_CA_Aab | . | S18 | . | T102 | 0.06 | 56.9198
DK_CA_Aab | . | S18 | . | T103 | 0.06 | 56.9198
DK_CA_Aab | . | S18 | . | T104 | 0.19 | 180.2461
DK_CA_Aab | . | S18 | . | T105 | 0.3 | 284.5991
DK_CA_Aab | . | S18 | . | T106 | 0.3 | 284.5991
DK_CA_Aab | . | S18 | . | T107 | 0.42 | 398.4388
DK_CA_Aab | . | S18 | . | T108 | 0.72 | 683.0379
DK_CA_Aab | . | S18 | . | T109 | 0.85 | 806.3642
DK_CA_Aab | . | S18 | . | T110 | 0.95 | 901.2306
DK_CA_Aab | . | S18 | . | T111 | 0.99 | 939.1772
DK_CA_Aab | . | S18 | . | T112 | 1 | 948.6638
DK_CA_Aab | . | S18 | . | T113 | 1 | 948.6638
DK_CA_Aab | . | S18 | . | T114 | 1 | 948.6638
DK_CA_Aab | . | S18 | . | T115 | 1 | 948.6638
DK_CA_Aab | . | S18 | . | T116 | 1 | 948.6638
DK_CA_Aab | . | S18 | . | T117 | 1 | 948.6638
DK_CA_Aab | . | S18 | . | T118 | 1 | 948.6638
DK_CA_Aab | . | S18 | . | T119 | 0.99 | 939.1772
DK_CA_Aab | . | S18 | . | T120 | 0.85 | 806.3642
DK_CA_Aab | . | S18 | . | T121 | 0.72 | 683.0379
DK_CA_Aab | . | S18 | . | T122 | 0.72 | 683.0379
DK_CA_Aab | . | S18 | . | T123 | 0.72 | 683.0379
DK_CA_Aab | . | S18 | . | T124 | 0.72 | 683.0379
DK_CA_Aab | . | S18 | . | T125 | 0.72 | 683.0379
DK_CA_Aab | . | S18 | . | T126 | 0.57 | 540.7384
DK_CA_Aab | . | S18 | . | T127 | 0.57 | 540.7384
DK_CA_Aab | . | S18 | . | T128 | 0.57 | 540.7384
DK_CA_Aab | . | S18 | . | T129 | 0.42 | 398.4388
DK_CA_Aab | . | S18 | . | T130 | 0.3 | 284.5991
DK_CA_Aab | . | S18 | . | T131 | 0.3 | 284.5991
DK_CA_Aab | . | S18 | . | T132 | 0.3 | 284.5991
DK_CA_Aab | . | S18 | . | T133 | 0.3 | 284.5991
DK_CA_Aab | . | S18 | . | T134 | 0.42 | 398.4388
DK_CA_Aab | . | S18 | . | T135 | 0.57 | 540.7384
DK_CA_Aab | . | S18 | . | T136 | 0.57 | 540.7384
DK_CA_Aab | . | S18 | . | T137 | 0.72 | 683.0379
DK_CA_Aab | . | S18 | . | T138 | 0.72 | 683.0379
DK_CA_Aab | . | S18 | . | T139 | 0.72 | 683.0379
DK_CA_Aab | . | S18 | . | T140 | 0.72 | 683.0379
DK_CA_Aab | . | S18 | . | T141 | 0.72 | 683.0379
DK_CA_Aab | . | S18 | . | T142 | 0.72 | 683.0379
DK_CA_Aab | . | S18 | . | T143 | 0.57 | 540.7384
DK_CA_Aab | . | S18 | . | T144 | 0.57 | 540.7384
DK_CA_Aab | . | S18 | . | T145 | 0.57 | 540.7384
DK_CA_Aab | . | S18 | . | T146 | 0.57 | 540.7384
DK_CA_Aab | . | S18 | . | T147 | 0.57 | 540.7384
DK_CA_Aab | . | S18 | . | T148 | 0.57 | 540.7384
DK_CA_Aab | . | S18 | . | T149 | 0.57 | 540.7384
DK_CA_Aab | . | S18 | . | T150 | 0.57 | 540.7384
DK_CA_Aab | . | S18 | . | T151 | 0.42 | 398.4388
DK_CA_Aab | . | S18 | . | T152 | 0.42 | 398.4388
DK_CA_Aab | . | S18 | . | T153 | 0.3 | 284.5991
DK_CA_Aab | . | S18 | . | T154 | 0.3 | 284.5991
DK_CA_Aab | . | S18 | . | T155 | 0.19 | 180.2461
DK_CA_Aab | . | S18 | . | T156 | 0.19 | 180.2461
DK_CA_Aab | . | S18 | . | T157 | 0.19 | 180.2461
DK_CA_Aab | . | S18 | . | T158 | 0.19 | 180.2461
DK_CA_Aab | . | S18 | . | T159 | 0.3 | 284.5991
DK_CA_Aab | . | S18 | . | T160 | 0.3 | 284.5991
DK_CA_Aab | . | S18 | . | T161 | 0.42 | 398.4388
DK_CA_Aab | . | S18 | . | T162 | 0.57 | 540.7384
DK_CA_Aab | . | S18 | . | T163 | 0.85 | 806.3642
DK_CA_Aab | . | S18 | . | T164 | 0.85 | 806.3642
DK_CA_Aab | . | S18 | . | T165 | 0.85 | 806.3642
DK_CA_Aab | . | S18 | . | T166 | 0.85 | 806.3642
DK_CA_Aab | . | S18 | . | T167 | 0.72 | 683.0379
DK_CA_Aab | . | S18 | . | T168 | 0.72 | 683.0379
DK_CA_Aab | . | S19 | . | T001 | 0.57 | 540.7384
DK_CA_Aab | . | S19 | . | T002 | 0.57 | 540.7384
DK_CA_Aab | . | S19 | . | T003 | 0.72 | 683.0379
DK_CA_Aab | . | S19 | . | T004 | 0.72 | 683.0379
DK_CA_Aab | . | S19 | . | T005 | 0.72 | 683.0379
DK_CA_Aab | . | S19 | . | T006 | 0.72 | 683.0379
DK_CA_Aab | . | S19 | . | T007 | 0.72 | 683.0379
DK_CA_Aab | . | S19 | . | T008 | 0.72 | 683.0379
DK_CA_Aab | . | S19 | . | T009 | 0.85 | 806.3642
DK_CA_Aab | . | S19 | . | T010 | 0.85 | 806.3642
DK_CA_Aab | . | S19 | . | T011 | 0.95 | 901.2306
DK_CA_Aab | . | S19 | . | T012 | 0.95 | 901.2306
DK_CA_Aab | . | S19 | . | T013 | 0.95 | 901.2306
DK_CA_Aab | . | S19 | . | T014 | 0.95 | 901.2306
DK_CA_Aab | . | S19 | . | T015 | 0.95 | 901.2306
DK_CA_Aab | . | S19 | . | T016 | 0.95 | 901.2306
DK_CA_Aab | . | S19 | . | T017 | 0.99 | 939.1772
DK_CA_Aab | . | S19 | . | T018 | 0.99 | 939.1772
DK_CA_Aab | . | S19 | . | T019 | 1 | 948.6638
DK_CA_Aab | . | S19 | . | T020 | 0.99 | 939.1772
DK_CA_Aab | . | S19 | . | T021 | 0.95 | 901.2306
DK_CA_Aab | . | S19 | . | T022 | 0.85 | 806.3642
DK_CA_Aab | . | S19 | . | T023 | 0.72 | 683.0379
DK_CA_Aab | . | S19 | . | T024 | 0.57 | 540.7384
DK_CA_Aab | . | S19 | . | T025 | 0.57 | 540.7384
DK_CA_Aab | . | S19 | . | T026 | 0.57 | 540.7384
DK_CA_Aab | . | S19 | . | T027 | 0.42 | 398.4388
DK_CA_Aab | . | S19 | . | T028 | 0.3 | 284.5991
DK_CA_Aab | . | S19 | . | T029 | 0.3 | 284.5991
DK_CA_Aab | . | S19 | . | T030 | 0.3 | 284.5991
DK_CA_Aab | . | S19 | . | T031 | 0.19 | 180.2461
DK_CA_Aab | . | S19 | . | T032 | 0.42 | 398.4388
DK_CA_Aab | . | S19 | . | T033 | 0.42 | 398.4388
DK_CA_Aab | . | S19 | . | T034 | 0.42 | 398.4388
DK_CA_Aab | . | S19 | . | T035 | 0.3 | 284.5991
DK_CA_Aab | . | S19 | . | T036 | 0.3 | 284.5991
DK_CA_Aab | . | S19 | . | T037 | 0.3 | 284.5991
DK_CA_Aab | . | S19 | . | T038 | 0.3 | 284.5991
DK_CA_Aab | . | S19 | . | T039 | 0.42 | 398.4388
DK_CA_Aab | . | S19 | . | T040 | 0.42 | 398.4388
DK_CA_Aab | . | S19 | . | T041 | 0.3 | 284.5991
DK_CA_Aab | . | S19 | . | T042 | 0.19 | 180.2461
DK_CA_Aab | . | S19 | . | T043 | 0.19 | 180.2461
DK_CA_Aab | . | S19 | . | T044 | 0.12 | 113.8397
DK_CA_Aab | . | S19 | . | T045 | 0.12 | 113.8397
DK_CA_Aab | . | S19 | . | T046 | 0.12 | 113.8397
DK_CA_Aab | . | S19 | . | T047 | 0.06 | 56.9198
DK_CA_Aab | . | S19 | . | T048 | 0.06 | 56.9198
DK_CA_Aab | . | S19 | . | T049 | 0.06 | 56.9198
DK_CA_Aab | . | S19 | . | T050 | 0.06 | 56.9198
DK_CA_Aab | . | S19 | . | T051 | 0.03 | 28.4599
DK_CA_Aab | . | S19 | . | T052 | 0.03 | 28.4599
DK_CA_Aab | . | S19 | . | T053 | 0.03 | 28.4599
DK_CA_Aab | . | S19 | . | T054 | 0.03 | 28.4599
DK_CA_Aab | . | S19 | . | T055 | 0.03 | 28.4599
DK_CA_Aab | . | S19 | . | T056 | 0.06 | 56.9198
DK_CA_Aab | . | S19 | . | T057 | 0.06 | 56.9198
DK_CA_Aab | . | S19 | . | T058 | 0.12 | 113.8397
DK_CA_Aab | . | S19 | . | T059 | 0.12 | 113.8397
DK_CA_Aab | . | S19 | . | T060 | 0.12 | 113.8397
DK_CA_Aab | . | S19 | . | T061 | 0.06 | 56.9198
DK_CA_Aab | . | S19 | . | T062 | 0.06 | 56.9198
DK_CA_Aab | . | S19 | . | T063 | 0.06 | 56.9198
DK_CA_Aab | . | S19 | . | T064 | 0.12 | 113.8397
DK_CA_Aab | . | S19 | . | T065 | 0.12 | 113.8397
DK_CA_Aab | . | S19 | . | T066 | 0.19 | 180.2461
DK_CA_Aab | . | S19 | . | T067 | 0.12 | 113.8397
DK_CA_Aab | . | S19 | . | T068 | 0.19 | 180.2461
DK_CA_Aab | . | S19 | . | T069 | 0.3 | 284.5991
DK_CA_Aab | . | S19 | . | T070 | 0.42 | 398.4388
DK_CA_Aab | . | S19 | . | T071 | 0.42 | 398.4388
DK_CA_Aab | . | S19 | . | T072 | 0.42 | 398.4388
DK_CA_Aab | . | S19 | . | T073 | 0.42 | 398.4388
DK_CA_Aab | . | S19 | . | T074 | 0.42 | 398.4388
DK_CA_Aab | . | S19 | . | T075 | 0.42 | 398.4388
DK_CA_Aab | . | S19 | . | T076 | 0.42 | 398.4388
DK_CA_Aab | . | S19 | . | T077 | 0.42 | 398.4388
DK_CA_Aab | . | S19 | . | T078 | 0.42 | 398.4388
DK_CA_Aab | . | S19 | . | T079 | 0.57 | 540.7384
DK_CA_Aab | . | S19 | . | T080 | 0.3 | 284.5991
DK_CA_Aab | . | S19 | . | T081 | 0.42 | 398.4388
DK_CA_Aab | . | S19 | . | T082 | 0.42 | 398.4388
DK_CA_Aab | . | S19 | . | T083 | 0.42 | 398.4388
DK_CA_Aab | . | S19 | . | T084 | 0.3 | 284.5991
DK_CA_Aab | . | S19 | . | T085 | 0.42 | 398.4388
DK_CA_Aab | . | S19 | . | T086 | 0.42 | 398.4388
DK_CA_Aab | . | S19 | . | T087 | 0.3 | 284.5991
DK_CA_Aab | . | S19 | . | T088 | 0.42 | 398.4388
DK_CA_Aab | . | S19 | . | T089 | 0.42 | 398.4388
DK_CA_Aab | . | S19 | . | T090 | 0.57 | 540.7384
DK_CA_Aab | . | S19 | . | T091 | 0.72 | 683.0379
DK_CA_Aab | . | S19 | . | T092 | 0.72 | 683.0379
DK_CA_Aab | . | S19 | . | T093 | 0.85 | 806.3642
DK_CA_Aab | . | S19 | . | T094 | 0.85 | 806.3642
DK_CA_Aab | . | S19 | . | T095 | 0.85 | 806.3642
DK_CA_Aab | . | S19 | . | T096 | 0.85 | 806.3642
DK_CA_Aab | . | S19 | . | T097 | 0.85 | 806.3642
DK_CA_Aab | . | S19 | . | T098 | 0.85 | 806.3642
DK_CA_Aab | . | S19 | . | T099 | 0.85 | 806.3642
DK_CA_Aab | . | S19 | . | T100 | 0.72 | 683.0379
DK_CA_Aab | . | S19 | . | T101 | 0.72 | 683.0379
DK_CA_Aab | . | S19 | . | T102 | 0.72 | 683.0379
DK_CA_Aab | . | S19 | . | T103 | 0.72 | 683.0379
DK_CA_Aab | . | S19 | . | T104 | 0.57 | 540.7384
DK_CA_Aab | . | S19 | . | T105 | 0.57 | 540.7384
DK_CA_Aab | . | S19 | . | T106 | 0.42 | 398.4388
DK_CA_Aab | . | S19 | . | T107 | 0.42 | 398.4388
DK_CA_Aab | . | S19 | . | T108 | 0.3 | 284.5991
DK_CA_Aab | . | S19 | . | T109 | 0.3 | 284.5991
DK_CA_Aab | . | S19 | . | T110 | 0.3 | 284.5991
DK_CA_Aab | . | S19 | . | T111 | 0.19 | 180.2461
DK_CA_Aab | . | S19 | . | T112 | 0.12 | 113.8397
DK_CA_Aab | . | S19 | . | T113 | 0.12 | 113.8397
DK_CA_Aab | . | S19 | . | T114 | 0.12 | 113.8397
DK_CA_Aab | . | S19 | . | T115 | 0.19 | 180.2461
DK_CA_Aab | . | S19 | . | T116 | 0.19 | 180.2461
DK_CA_Aab | . | S19 | . | T117 | 0.19 | 180.2461
DK_CA_Aab | . | S19 | . | T118 | 0.19 | 180.2461
DK_CA_Aab | . | S19 | . | T119 | 0.12 | 113.8397
DK_CA_Aab | . | S19 | . | T120 | 0.06 | 56.9198
DK_CA_Aab | . | S19 | . | T121 | 0.06 | 56.9198
DK_CA_Aab | . | S19 | . | T122 | 0.03 | 28.4599
DK_CA_Aab | . | S19 | . | T123 | 0.03 | 28.4599
DK_CA_Aab | . | S19 | . | T124 | 0 | 0
DK_CA_Aab | . | S19 | . | T125 | 0 | 0
DK_CA_Aab | . | S19 | . | T126 | 0 | 0
DK_CA_Aab | . | S19 | . | T127 | 0 | 0
DK_CA_Aab | . | S19 | . | T128 | 0.3 | 284.5991
DK_CA_Aab | . | S19 | . | T129 | 0.3 | 284.5991
DK_CA_Aab | . | S19 | . | T130 | 0.19 | 180.2461
DK_CA_Aab | . | S19 | . | T131 | 0.12 | 113.8397
DK_CA_Aab | . | S19 | . | T132 | 0.06 | 56.9198
DK_CA_Aab | . | S19 | . | T133 | 0.03 | 28.4599
DK_CA_Aab | . | S19 | . | T134 | 0.03 | 28.4599
DK_CA_Aab | . | S19 | . | T135 | 0.03 | 28.4599
DK_CA_Aab | . | S19 | . | T136 | 0.03 | 28.4599
DK_CA_Aab | . | S19 | . | T137 | 0.06 | 56.9198
DK_CA_Aab | . | S19 | . | T138 | 0.06 | 56.9198
DK_CA_Aab | . | S19 | . | T139 | 0.12 | 113.8397
DK_CA_Aab | . | S19 | . | T140 | 0.12 | 113.8397
DK_CA_Aab | . | S19 | . | T141 | 0.06 | 56.9198
DK_CA_Aab | . | S19 | . | T142 | 0.06 | 56.9198
DK_CA_Aab | . | S19 | . | T143 | 0.03 | 28.4599
DK_CA_Aab | . | S19 | . | T144 | 0 | 0
DK_CA_Aab | . | S19 | . | T145 | 0 | 0
DK_CA_Aab | . | S19 | . | T146 | 0 | 0
DK_CA_Aab | . | S19 | . | T147 | 0 | 0
DK_CA_Aab | . | S19 | . | T148 | 0.03 | 28.4599
DK_CA_Aab | . | S19 | . | T149 | 0.03 | 28.4599
DK_CA_Aab | . | S19 | . | T150 | 0.03 | 28.4599
DK_CA_Aab | . | S19 | . | T151 | 0 | 0
DK_CA_Aab | . | S19 | . | T152 | 0 | 0
DK_CA_Aab | . | S19 | . | T153 | 0 | 0
DK_CA_Aab | . | S19 | . | T154 | 0 | 0
DK_CA_Aab | . | S19 | . | T155 | 0 | 0
DK_CA_Aab | . | S19 | . | T156 | 0 | 0
DK_CA_Aab | . | S19 | . | T157 | 0 | 0
DK_CA_Aab | . | S19 | . | T158 | 0 | 0
DK_CA_Aab | . | S19 | . | T159 | 0 | 0
DK_CA_Aab | . | S19 | . | T160 | 0 | 0
DK_CA_Aab | . | S19 | . | T161 | 0 | 0
DK_CA_Aab | . | S19 | . | T162 | 0 | 0
DK_CA_Aab | . | S19 | . | T163 | 0 | 0
DK_CA_Aab | . | S19 | . | T164 | 0 | 0
DK_CA_Aab | . | S19 | . | T165 | 0 | 0
DK_CA_Aab | . | S19 | . | T166 | 0 | 0
DK_CA_Aab | . | S19 | . | T167 | 0 | 0
DK_CA_Aab | . | S19 | . | T168 | 0 | 0
DK_CA_Aab | . | S20 | . | T001 | 0 | 0
DK_CA_Aab | . | S20 | . | T002 | 0 | 0
DK_CA_Aab | . | S20 | . | T003 | 0 | 0
DK_CA_Aab | . | S20 | . | T004 | 0 | 0
DK_CA_Aab | . | S20 | . | T005 | 0 | 0
DK_CA_Aab | . | S20 | . | T006 | 0 | 0
DK_CA_Aab | . | S20 | . | T007 | 0 | 0
DK_CA_Aab | . | S20 | . | T008 | 0.03 | 28.4599
DK_CA_Aab | . | S20 | . | T009 | 0 | 0
DK_CA_Aab | . | S20 | . | T010 | 0 | 0
DK_CA_Aab | . | S20 | . | T011 | 0 | 0
DK_CA_Aab | . | S20 | . | T012 | 0 | 0
DK_CA_Aab | . | S20 | . | T013 | 0 | 0
DK_CA_Aab | . | S20 | . | T014 | 0 | 0
DK_CA_Aab | . | S20 | . | T015 | 0 | 0
DK_CA_Aab | . | S20 | . | T016 | 0 | 0
DK_CA_Aab | . | S20 | . | T017 | 0 | 0
DK_CA_Aab | . | S20 | . | T018 | 0 | 0
DK_CA_Aab | . | S20 | . | T019 | 0 | 0
DK_CA_Aab | . | S20 | . | T020 | 0.03 | 28.4599
DK_CA_Aab | . | S20 | . | T021 | 0.12 | 113.8397
DK_CA_Aab | . | S20 | . | T022 | 0.12 | 113.8397
DK_CA_Aab | . | S20 | . | T023 | 0.12 | 113.8397
DK_CA_Aab | . | S20 | . | T024 | 0.12 | 113.8397
DK_CA_Aab | . | S20 | . | T025 | 0.12 | 113.8397
DK_CA_Aab | . | S20 | . | T026 | 0.12 | 113.8397
DK_CA_Aab | . | S20 | . | T027 | 0.12 | 113.8397
DK_CA_Aab | . | S20 | . | T028 | 0.12 | 113.8397
DK_CA_Aab | . | S20 | . | T029 | 0.06 | 56.9198
DK_CA_Aab | . | S20 | . | T030 | 0.06 | 56.9198
DK_CA_Aab | . | S20 | . | T031 | 0.06 | 56.9198
DK_CA_Aab | . | S20 | . | T032 | 0.06 | 56.9198
DK_CA_Aab | . | S20 | . | T033 | 0.06 | 56.9198
DK_CA_Aab | . | S20 | . | T034 | 0.06 | 56.9198
DK_CA_Aab | . | S20 | . | T035 | 0.06 | 56.9198
DK_CA_Aab | . | S20 | . | T036 | 0.06 | 56.9198
DK_CA_Aab | . | S20 | . | T037 | 0.12 | 113.8397
DK_CA_Aab | . | S20 | . | T038 | 0.19 | 180.2461
DK_CA_Aab | . | S20 | . | T039 | 0.19 | 180.2461
DK_CA_Aab | . | S20 | . | T040 | 0.19 | 180.2461
DK_CA_Aab | . | S20 | . | T041 | 0.3 | 284.5991
DK_CA_Aab | . | S20 | . | T042 | 0.3 | 284.5991
DK_CA_Aab | . | S20 | . | T043 | 0.3 | 284.5991
DK_CA_Aab | . | S20 | . | T044 | 0.3 | 284.5991
DK_CA_Aab | . | S20 | . | T045 | 0.3 | 284.5991
DK_CA_Aab | . | S20 | . | T046 | 0.3 | 284.5991
DK_CA_Aab | . | S20 | . | T047 | 0.3 | 284.5991
DK_CA_Aab | . | S20 | . | T048 | 0.42 | 398.4388
DK_CA_Aab | . | S20 | . | T049 | 0.42 | 398.4388
DK_CA_Aab | . | S20 | . | T050 | 0.42 | 398.4388
DK_CA_Aab | . | S20 | . | T051 | 0.3 | 284.5991
DK_CA_Aab | . | S20 | . | T052 | 0.3 | 284.5991
DK_CA_Aab | . | S20 | . | T053 | 0.3 | 284.5991
DK_CA_Aab | . | S20 | . | T054 | 0.3 | 284.5991
DK_CA_Aab | . | S20 | . | T055 | 0.3 | 284.5991
DK_CA_Aab | . | S20 | . | T056 | 0.3 | 284.5991
DK_CA_Aab | . | S20 | . | T057 | 0.19 | 180.2461
DK_CA_Aab | . | S20 | . | T058 | 0.12 | 113.8397
DK_CA_Aab | . | S20 | . | T059 | 0.12 | 113.8397
DK_CA_Aab | . | S20 | . | T060 | 0.06 | 56.9198
DK_CA_Aab | . | S20 | . | T061 | 0 | 0
DK_CA_Aab | . | S20 | . | T062 | 0.19 | 180.2461
DK_CA_Aab | . | S20 | . | T063 | 0.42 | 398.4388
DK_CA_Aab | . | S20 | . | T064 | 0.57 | 540.7384
DK_CA_Aab | . | S20 | . | T065 | 0.57 | 540.7384
DK_CA_Aab | . | S20 | . | T066 | 0.57 | 540.7384
DK_CA_Aab | . | S20 | . | T067 | 0.57 | 540.7384
DK_CA_Aab | . | S20 | . | T068 | 0.42 | 398.4388
DK_CA_Aab | . | S20 | . | T069 | 0.42 | 398.4388
DK_CA_Aab | . | S20 | . | T070 | 0.42 | 398.4388
DK_CA_Aab | . | S20 | . | T071 | 0.3 | 284.5991
DK_CA_Aab | . | S20 | . | T072 | 0.3 | 284.5991
DK_CA_Aab | . | S20 | . | T073 | 0.3 | 284.5991
DK_CA_Aab | . | S20 | . | T074 | 0.19 | 180.2461
DK_CA_Aab | . | S20 | . | T075 | 0.12 | 113.8397
DK_CA_Aab | . | S20 | . | T076 | 0.06 | 56.9198
DK_CA_Aab | . | S20 | . | T077 | 0.06 | 56.9198
DK_CA_Aab | . | S20 | . | T078 | 0.12 | 113.8397
DK_CA_Aab | . | S20 | . | T079 | 0.12 | 113.8397
DK_CA_Aab | . | S20 | . | T080 | 0.19 | 180.2461
DK_CA_Aab | . | S20 | . | T081 | 0.42 | 398.4388
DK_CA_Aab | . | S20 | . | T082 | 0.42 | 398.4388
DK_CA_Aab | . | S20 | . | T083 | 0.57 | 540.7384
DK_CA_Aab | . | S20 | . | T084 | 0.57 | 540.7384
DK_CA_Aab | . | S20 | . | T085 | 0.57 | 540.7384
DK_CA_Aab | . | S20 | . | T086 | 0.72 | 683.0379
DK_CA_Aab | . | S20 | . | T087 | 0.72 | 683.0379
DK_CA_Aab | . | S20 | . | T088 | 0.72 | 683.0379
DK_CA_Aab | . | S20 | . | T089 | 0.72 | 683.0379
DK_CA_Aab | . | S20 | . | T090 | 0.57 | 540.7384
DK_CA_Aab | . | S20 | . | T091 | 0.42 | 398.4388
DK_CA_Aab | . | S20 | . | T092 | 0.42 | 398.4388
DK_CA_Aab | . | S20 | . | T093 | 0.57 | 540.7384
DK_CA_Aab | . | S20 | . | T094 | 0.72 | 683.0379
DK_CA_Aab | . | S20 | . | T095 | 0.72 | 683.0379
DK_CA_Aab | . | S20 | . | T096 | 0.72 | 683.0379
DK_CA_Aab | . | S20 | . | T097 | 0.72 | 683.0379
DK_CA_Aab | . | S20 | . | T098 | 0.72 | 683.0379
DK_CA_Aab | . | S20 | . | T099 | 0.72 | 683.0379
DK_CA_Aab | . | S20 | . | T100 | 0.57 | 540.7384
DK_CA_Aab | . | S20 | . | T101 | 0.57 | 540.7384
DK_CA_Aab | . | S20 | . | T102 | 0.57 | 540.7384
DK_CA_Aab | . | S20 | . | T103 | 0.57 | 540.7384
DK_CA_Aab | . | S20 | . | T104 | 0.57 | 540.7384
DK_CA_Aab | . | S20 | . | T105 | 0.57 | 540.7384
DK_CA_Aab | . | S20 | . | T106 | 0.57 | 540.7384
DK_CA_Aab | . | S20 | . | T107 | 0.57 | 540.7384
DK_CA_Aab | . | S20 | . | T108 | 0.57 | 540.7384
DK_CA_Aab | . | S20 | . | T109 | 0.57 | 540.7384
DK_CA_Aab | . | S20 | . | T110 | 0.57 | 540.7384
DK_CA_Aab | . | S20 | . | T111 | 0.72 | 683.0379
DK_CA_Aab | . | S20 | . | T112 | 0.72 | 683.0379
DK_CA_Aab | . | S20 | . | T113 | 0.72 | 683.0379
DK_CA_Aab | . | S20 | . | T114 | 0.72 | 683.0379
DK_CA_Aab | . | S20 | . | T115 | 0.72 | 683.0379
DK_CA_Aab | . | S20 | . | T116 | 0.85 | 806.3642
DK_CA_Aab | . | S20 | . | T117 | 0.85 | 806.3642
DK_CA_Aab | . | S20 | . | T118 | 0.72 | 683.0379
DK_CA_Aab | . | S20 | . | T119 | 0.72 | 683.0379
DK_CA_Aab | . | S20 | . | T120 | 0.57 | 540.7384
DK_CA_Aab | . | S20 | . | T121 | 0.57 | 540.7384
DK_CA_Aab | . | S20 | . | T122 | 0.3 | 284.5991
DK_CA_Aab | . | S20 | . | T123 | 0.12 | 113.8397
DK_CA_Aab | . | S20 | . | T124 | 0.06 | 56.9198
DK_CA_Aab | . | S20 | . | T125 | 0.12 | 113.8397
DK_CA_Aab | . | S20 | . | T126 | 0.19 | 180.2461
DK_CA_Aab | . | S20 | . | T127 | 0.3 | 284.5991
DK_CA_Aab | . | S20 | . | T128 | 0.3 | 284.5991
DK_CA_Aab | . | S20 | . | T129 | 0.42 | 398.4388
DK_CA_Aab | . | S20 | . | T130 | 0.42 | 398.4388
DK_CA_Aab | . | S20 | . | T131 | 0.42 | 398.4388
DK_CA_Aab | . | S20 | . | T132 | 0.42 | 398.4388
DK_CA_Aab | . | S20 | . | T133 | 0.57 | 540.7384
DK_CA_Aab | . | S20 | . | T134 | 0.72 | 683.0379
DK_CA_Aab | . | S20 | . | T135 | 0.85 | 806.3642
DK_CA_Aab | . | S20 | . | T136 | 0.95 | 901.2306
DK_CA_Aab | . | S20 | . | T137 | 0.99 | 939.1772
DK_CA_Aab | . | S20 | . | T138 | 0.99 | 939.1772
DK_CA_Aab | . | S20 | . | T139 | 1 | 948.6638
DK_CA_Aab | . | S20 | . | T140 | 1 | 948.6638
DK_CA_Aab | . | S20 | . | T141 | 1 | 948.6638
DK_CA_Aab | . | S20 | . | T142 | 0.99 | 939.1772
DK_CA_Aab | . | S20 | . | T143 | 0.99 | 939.1772
DK_CA_Aab | . | S20 | . | T144 | 0.99 | 939.1772
DK_CA_Aab | . | S20 | . | T145 | 0.95 | 901.2306
DK_CA_Aab | . | S20 | . | T146 | 0.95 | 901.2306
DK_CA_Aab | . | S20 | . | T147 | 0.95 | 901.2306
DK_CA_Aab | . | S20 | . | T148 | 0.95 | 901.2306
DK_CA_Aab | . | S20 | . | T149 | 0.95 | 901.2306
DK_CA_Aab | . | S20 | . | T150 | 0.95 | 901.2306
DK_CA_Aab | . | S20 | . | T151 | 0.95 | 901.2306
DK_CA_Aab | . | S20 | . | T152 | 0.95 | 901.2306
DK_CA_Aab | . | S20 | . | T153 | 0.95 | 901.2306
DK_CA_Aab | . | S20 | . | T154 | 0.95 | 901.2306
DK_CA_Aab | . | S20 | . | T155 | 0.95 | 901.2306
DK_CA_Aab | . | S20 | . | T156 | 0.95 | 901.2306
DK_CA_Aab | . | S20 | . | T157 | 0.95 | 901.2306
DK_CA_Aab | . | S20 | . | T158 | 0.95 | 901.2306
DK_CA_Aab | . | S20 | . | T159 | 0.85 | 806.3642
DK_CA_Aab | . | S20 | . | T160 | 0.85 | 806.3642
DK_CA_Aab | . | S20 | . | T161 | 0.72 | 683.0379
DK_CA_Aab | . | S20 | . | T162 | 0.72 | 683.0379
DK_CA_Aab | . | S20 | . | T163 | 0.72 | 683.0379
DK_CA_Aab | . | S20 | . | T164 | 0.57 | 540.7384
DK_CA_Aab | . | S20 | . | T165 | 0.57 | 540.7384
DK_CA_Aab | . | S20 | . | T166 | 0.57 | 540.7384
DK_CA_Aab | . | S20 | . | T167 | 0.42 | 398.4388
DK_CA_Aab | . | S20 | . | T168 | 0.42 | 398.4388
DK_CA_Aab | . | S21 | . | T001 | 0.3 | 284.5991
DK_CA_Aab | . | S21 | . | T002 | 0.3 | 284.5991
DK_CA_Aab | . | S21 | . | T003 | 0.3 | 284.5991
DK_CA_Aab | . | S21 | . | T004 | 0.3 | 284.5991
DK_CA_Aab | . | S21 | . | T005 | 0.19 | 180.2461
DK_CA_Aab | . | S21 | . | T006 | 0.19 | 180.2461
DK_CA_Aab | . | S21 | . | T007 | 0.19 | 180.2461
DK_CA_Aab | . | S21 | . | T008 | 0.19 | 180.2461
DK_CA_Aab | . | S21 | . | T009 | 0.19 | 180.2461
DK_CA_Aab | . | S21 | . | T010 | 0.3 | 284.5991
DK_CA_Aab | . | S21 | . | T011 | 0.3 | 284.5991
DK_CA_Aab | . | S21 | . | T012 | 0.42 | 398.4388
DK_CA_Aab | . | S21 | . | T013 | 0.42 | 398.4388
DK_CA_Aab | . | S21 | . | T014 | 0.3 | 284.5991
DK_CA_Aab | . | S21 | . | T015 | 0.42 | 398.4388
DK_CA_Aab | . | S21 | . | T016 | 0.42 | 398.4388
DK_CA_Aab | . | S21 | . | T017 | 0.42 | 398.4388
DK_CA_Aab | . | S21 | . | T018 | 0.42 | 398.4388
DK_CA_Aab | . | S21 | . | T019 | 0.42 | 398.4388
DK_CA_Aab | . | S21 | . | T020 | 0.3 | 284.5991
DK_CA_Aab | . | S21 | . | T021 | 0.42 | 398.4388
DK_CA_Aab | . | S21 | . | T022 | 0.42 | 398.4388
DK_CA_Aab | . | S21 | . | T023 | 0.42 | 398.4388
DK_CA_Aab | . | S21 | . | T024 | 0.42 | 398.4388
DK_CA_Aab | . | S21 | . | T025 | 0.42 | 398.4388
DK_CA_Aab | . | S21 | . | T026 | 0.42 | 398.4388
DK_CA_Aab | . | S21 | . | T027 | 0.42 | 398.4388
DK_CA_Aab | . | S21 | . | T028 | 0.42 | 398.4388
DK_CA_Aab | . | S21 | . | T029 | 0.42 | 398.4388
DK_CA_Aab | . | S21 | . | T030 | 0.3 | 284.5991
DK_CA_Aab | . | S21 | . | T031 | 0.3 | 284.5991
DK_CA_Aab | . | S21 | . | T032 | 0.19 | 180.2461
DK_CA_Aab | . | S21 | . | T033 | 0.19 | 180.2461
DK_CA_Aab | . | S21 | . | T034 | 0.12 | 113.8397
DK_CA_Aab | . | S21 | . | T035 | 0.06 | 56.9198
DK_CA_Aab | . | S21 | . | T036 | 0.03 | 28.4599
DK_CA_Aab | . | S21 | . | T037 | 0.03 | 28.4599
DK_CA_Aab | . | S21 | . | T038 | 0.03 | 28.4599
DK_CA_Aab | . | S21 | . | T039 | 0.03 | 28.4599
DK_CA_Aab | . | S21 | . | T040 | 0.06 | 56.9198
DK_CA_Aab | . | S21 | . | T041 | 0.06 | 56.9198
DK_CA_Aab | . | S21 | . | T042 | 0.06 | 56.9198
DK_CA_Aab | . | S21 | . | T043 | 0.12 | 113.8397
DK_CA_Aab | . | S21 | . | T044 | 0.12 | 113.8397
DK_CA_Aab | . | S21 | . | T045 | 0.12 | 113.8397
DK_CA_Aab | . | S21 | . | T046 | 0.06 | 56.9198
DK_CA_Aab | . | S21 | . | T047 | 0.06 | 56.9198
DK_CA_Aab | . | S21 | . | T048 | 0.03 | 28.4599
DK_CA_Aab | . | S21 | . | T049 | 0.03 | 28.4599
DK_CA_Aab | . | S21 | . | T050 | 0 | 0
DK_CA_Aab | . | S21 | . | T051 | 0 | 0
DK_CA_Aab | . | S21 | . | T052 | 0 | 0
DK_CA_Aab | . | S21 | . | T053 | 0 | 0
DK_CA_Aab | . | S21 | . | T054 | 0 | 0
DK_CA_Aab | . | S21 | . | T055 | 0 | 0
DK_CA_Aab | . | S21 | . | T056 | 0 | 0
DK_CA_Aab | . | S21 | . | T057 | 0 | 0
DK_CA_Aab | . | S21 | . | T058 | 0 | 0
DK_CA_Aab | . | S21 | . | T059 | 0 | 0
DK_CA_Aab | . | S21 | . | T060 | 0 | 0
DK_CA_Aab | . | S21 | . | T061 | 0 | 0
DK_CA_Aab | . | S21 | . | T062 | 0 | 0
DK_CA_Aab | . | S21 | . | T063 | 0 | 0
DK_CA_Aab | . | S21 | . | T064 | 0 | 0
DK_CA_Aab | . | S21 | . | T065 | 0 | 0
DK_CA_Aab | . | S21 | . | T066 | 0.03 | 28.4599
DK_CA_Aab | . | S21 | . | T067 | 0.06 | 56.9198
DK_CA_Aab | . | S21 | . | T068 | 0.06 | 56.9198
DK_CA_Aab | . | S21 | . | T069 | 0.06 | 56.9198
DK_CA_Aab | . | S21 | . | T070 | 0.06 | 56.9198
DK_CA_Aab | . | S21 | . | T071 | 0.06 | 56.9198
DK_CA_Aab | . | S21 | . | T072 | 0.03 | 28.4599
DK_CA_Aab | . | S21 | . | T073 | 0 | 0
DK_CA_Aab | . | S21 | . | T074 | 0 | 0
DK_CA_Aab | . | S21 | . | T075 | 0 | 0
DK_CA_Aab | . | S21 | . | T076 | 0 | 0
DK_CA_Aab | . | S21 | . | T077 | 0 | 0
DK_CA_Aab | . | S21 | . | T078 | 0 | 0
DK_CA_Aab | . | S21 | . | T079 | 0 | 0
DK_CA_Aab | . | S21 | . | T080 | 0 | 0
DK_CA_Aab | . | S21 | . | T081 | 0 | 0
DK_CA_Aab | . | S21 | . | T082 | 0 | 0
DK_CA_Aab | . | S21 | . | T083 | 0 | 0
DK_CA_Aab | . | S21 | . | T084 | 0 | 0
DK_CA_Aab | . | S21 | . | T085 | 0 | 0
DK_CA_Aab | . | S21 | . | T086 | 0 | 0
DK_CA_Aab | . | S21 | . | T087 | 0 | 0
DK_CA_Aab | . | S21 | . | T088 | 0 | 0
DK_CA_Aab | . | S21 | . | T089 | 0 | 0
DK_CA_Aab | . | S21 | . | T090 | 0 | 0
DK_CA_Aab | . | S21 | . | T091 | 0.03 | 28.4599
DK_CA_Aab | . | S21 | . | T092 | 0.03 | 28.4599
DK_CA_Aab | . | S21 | . | T093 | 0.03 | 28.4599
DK_CA_Aab | . | S21 | . | T094 | 0.03 | 28.4599
DK_CA_Aab | . | S21 | . | T095 | 0.03 | 28.4599
DK_CA_Aab | . | S21 | . | T096 | 0.03 | 28.4599
DK_CA_Aab | . | S21 | . | T097 | 0.03 | 28.4599
DK_CA_Aab | . | S21 | . | T098 | 0.06 | 56.9198
DK_CA_Aab | . | S21 | . | T099 | 0.06 | 56.9198
DK_CA_Aab | . | S21 | . | T100 | 0.06 | 56.9198
DK_CA_Aab | . | S21 | . | T101 | 0.12 | 113.8397
DK_CA_Aab | . | S21 | . | T102 | 0.12 | 113.8397
DK_CA_Aab | . | S21 | . | T103 | 0.12 | 113.8397
DK_CA_Aab | . | S21 | . | T104 | 0.12 | 113.8397
DK_CA_Aab | . | S21 | . | T105 | 0.19 | 180.2461
DK_CA_Aab | . | S21 | . | T106 | 0.19 | 180.2461
DK_CA_Aab | . | S21 | . | T107 | 0.3 | 284.5991
DK_CA_Aab | . | S21 | . | T108 | 0.3 | 284.5991
DK_CA_Aab | . | S21 | . | T109 | 0.3 | 284.5991
DK_CA_Aab | . | S21 | . | T110 | 0.42 | 398.4388
DK_CA_Aab | . | S21 | . | T111 | 0.42 | 398.4388
DK_CA_Aab | . | S21 | . | T112 | 0.42 | 398.4388
DK_CA_Aab | . | S21 | . | T113 | 0.57 | 540.7384
DK_CA_Aab | . | S21 | . | T114 | 0.57 | 540.7384
DK_CA_Aab | . | S21 | . | T115 | 0.57 | 540.7384
DK_CA_Aab | . | S21 | . | T116 | 0.57 | 540.7384
DK_CA_Aab | . | S21 | . | T117 | 0.57 | 540.7384
DK_CA_Aab | . | S21 | . | T118 | 0.42 | 398.4388
DK_CA_Aab | . | S21 | . | T119 | 0.42 | 398.4388
DK_CA_Aab | . | S21 | . | T120 | 0.3 | 284.5991
DK_CA_Aab | . | S21 | . | T121 | 0.3 | 284.5991
DK_CA_Aab | . | S21 | . | T122 | 0.3 | 284.5991
DK_CA_Aab | . | S21 | . | T123 | 0.3 | 284.5991
DK_CA_Aab | . | S21 | . | T124 | 0.19 | 180.2461
DK_CA_Aab | . | S21 | . | T125 | 0.19 | 180.2461
DK_CA_Aab | . | S21 | . | T126 | 0.12 | 113.8397
DK_CA_Aab | . | S21 | . | T127 | 0.06 | 56.9198
DK_CA_Aab | . | S21 | . | T128 | 0.19 | 180.2461
DK_CA_Aab | . | S21 | . | T129 | 0.12 | 113.8397
DK_CA_Aab | . | S21 | . | T130 | 0.12 | 113.8397
DK_CA_Aab | . | S21 | . | T131 | 0.06 | 56.9198
DK_CA_Aab | . | S21 | . | T132 | 0.03 | 28.4599
DK_CA_Aab | . | S21 | . | T133 | 0.03 | 28.4599
DK_CA_Aab | . | S21 | . | T134 | 0.03 | 28.4599
DK_CA_Aab | . | S21 | . | T135 | 0.03 | 28.4599
DK_CA_Aab | . | S21 | . | T136 | 0.03 | 28.4599
DK_CA_Aab | . | S21 | . | T137 | 0.03 | 28.4599
DK_CA_Aab | . | S21 | . | T138 | 0.03 | 28.4599
DK_CA_Aab | . | S21 | . | T139 | 0.03 | 28.4599
DK_CA_Aab | . | S21 | . | T140 | 0.03 | 28.4599
DK_CA_Aab | . | S21 | . | T141 | 0 | 0
DK_CA_Aab | . | S21 | . | T142 | 0 | 0
DK_CA_Aab | . | S21 | . | T143 | 0 | 0
DK_CA_Aab | . | S21 | . | T144 | 0 | 0
DK_CA_Aab | . | S21 | . | T145 | 0 | 0
DK_CA_Aab | . | S21 | . | T146 | 0.03 | 28.4599
DK_CA_Aab | . | S21 | . | T147 | 0.06 | 56.9198
DK_CA_Aab | . | S21 | . | T148 | 0.06 | 56.9198
DK_CA_Aab | . | S21 | . | T149 | 0.06 | 56.9198
DK_CA_Aab | . | S21 | . | T150 | 0.03 | 28.4599
DK_CA_Aab | . | S21 | . | T151 | 0.03 | 28.4599
DK_CA_Aab | . | S21 | . | T152 | 0 | 0
DK_CA_Aab | . | S21 | . | T153 | 0 | 0
DK_CA_Aab | . | S21 | . | T154 | 0 | 0
DK_CA_Aab | . | S21 | . | T155 | 0 | 0
DK_CA_Aab | . | S21 | . | T156 | 0.03 | 28.4599
DK_CA_Aab | . | S21 | . | T157 | 0.03 | 28.4599
DK_CA_Aab | . | S21 | . | T158 | 0.03 | 28.4599
DK_CA_Aab | . | S21 | . | T159 | 0.03 | 28.4599
DK_CA_Aab | . | S21 | . | T160 | 0.06 | 56.9198
DK_CA_Aab | . | S21 | . | T161 | 0.06 | 56.9198
DK_CA_Aab | . | S21 | . | T162 | 0.06 | 56.9198
DK_CA_Aab | . | S21 | . | T163 | 0.12 | 113.8397
DK_CA_Aab | . | S21 | . | T164 | 0.19 | 180.2461
DK_CA_Aab | . | S21 | . | T165 | 0.19 | 180.2461
DK_CA_Aab | . | S21 | . | T166 | 0.3 | 284.5991
DK_CA_Aab | . | S21 | . | T167 | 0.3 | 284.5991
DK_CA_Aab | . | S21 | . | T168 | 0.42 | 398.4388
DK_CA_Aab | . | S22 | . | T001 | 0.3 | 284.5991
DK_CA_Aab | . | S22 | . | T002 | 0.3 | 284.5991
DK_CA_Aab | . | S22 | . | T003 | 0.3 | 284.5991
DK_CA_Aab | . | S22 | . | T004 | 0.19 | 180.2461
DK_CA_Aab | . | S22 | . | T005 | 0.19 | 180.2461
DK_CA_Aab | . | S22 | . | T006 | 0.12 | 113.8397
DK_CA_Aab | . | S22 | . | T007 | 0.06 | 56.9198
DK_CA_Aab | . | S22 | . | T008 | 0.03 | 28.4599
DK_CA_Aab | . | S22 | . | T009 | 0 | 0
DK_CA_Aab | . | S22 | . | T010 | 0 | 0
DK_CA_Aab | . | S22 | . | T011 | 0.03 | 28.4599
DK_CA_Aab | . | S22 | . | T012 | 0.12 | 113.8397
DK_CA_Aab | . | S22 | . | T013 | 0.3 | 284.5991
DK_CA_Aab | . | S22 | . | T014 | 0.42 | 398.4388
DK_CA_Aab | . | S22 | . | T015 | 0.57 | 540.7384
DK_CA_Aab | . | S22 | . | T016 | 0.72 | 683.0379
DK_CA_Aab | . | S22 | . | T017 | 0.72 | 683.0379
DK_CA_Aab | . | S22 | . | T018 | 0.72 | 683.0379
DK_CA_Aab | . | S22 | . | T019 | 0.72 | 683.0379
DK_CA_Aab | . | S22 | . | T020 | 0.72 | 683.0379
DK_CA_Aab | . | S22 | . | T021 | 0.72 | 683.0379
DK_CA_Aab | . | S22 | . | T022 | 0.72 | 683.0379
DK_CA_Aab | . | S22 | . | T023 | 0.72 | 683.0379
DK_CA_Aab | . | S22 | . | T024 | 0.85 | 806.3642
DK_CA_Aab | . | S22 | . | T025 | 0.85 | 806.3642
DK_CA_Aab | . | S22 | . | T026 | 0.85 | 806.3642
DK_CA_Aab | . | S22 | . | T027 | 0.85 | 806.3642
DK_CA_Aab | . | S22 | . | T028 | 0.85 | 806.3642
DK_CA_Aab | . | S22 | . | T029 | 0.72 | 683.0379
DK_CA_Aab | . | S22 | . | T030 | 0.72 | 683.0379
DK_CA_Aab | . | S22 | . | T031 | 0.72 | 683.0379
DK_CA_Aab | . | S22 | . | T032 | 0.72 | 683.0379
DK_CA_Aab | . | S22 | . | T033 | 0.72 | 683.0379
DK_CA_Aab | . | S22 | . | T034 | 0.72 | 683.0379
DK_CA_Aab | . | S22 | . | T035 | 0.72 | 683.0379
DK_CA_Aab | . | S22 | . | T036 | 0.72 | 683.0379
DK_CA_Aab | . | S22 | . | T037 | 0.72 | 683.0379
DK_CA_Aab | . | S22 | . | T038 | 0.57 | 540.7384
DK_CA_Aab | . | S22 | . | T039 | 0.57 | 540.7384
DK_CA_Aab | . | S22 | . | T040 | 0.57 | 540.7384
DK_CA_Aab | . | S22 | . | T041 | 0.57 | 540.7384
DK_CA_Aab | . | S22 | . | T042 | 0.57 | 540.7384
DK_CA_Aab | . | S22 | . | T043 | 0.57 | 540.7384
DK_CA_Aab | . | S22 | . | T044 | 0.57 | 540.7384
DK_CA_Aab | . | S22 | . | T045 | 0.57 | 540.7384
DK_CA_Aab | . | S22 | . | T046 | 0.57 | 540.7384
DK_CA_Aab | . | S22 | . | T047 | 0.57 | 540.7384
DK_CA_Aab | . | S22 | . | T048 | 0.57 | 540.7384
DK_CA_Aab | . | S22 | . | T049 | 0.72 | 683.0379
DK_CA_Aab | . | S22 | . | T050 | 0.85 | 806.3642
DK_CA_Aab | . | S22 | . | T051 | 0.95 | 901.2306
DK_CA_Aab | . | S22 | . | T052 | 0.99 | 939.1772
DK_CA_Aab | . | S22 | . | T053 | 1 | 948.6638
DK_CA_Aab | . | S22 | . | T054 | 1 | 948.6638
DK_CA_Aab | . | S22 | . | T055 | 1 | 948.6638
DK_CA_Aab | . | S22 | . | T056 | 1 | 948.6638
DK_CA_Aab | . | S22 | . | T057 | 1 | 948.6638
DK_CA_Aab | . | S22 | . | T058 | 1 | 948.6638
DK_CA_Aab | . | S22 | . | T059 | 1 | 948.6638
DK_CA_Aab | . | S22 | . | T060 | 1 | 948.6638
DK_CA_Aab | . | S22 | . | T061 | 1 | 948.6638
DK_CA_Aab | . | S22 | . | T062 | 1 | 948.6638
DK_CA_Aab | . | S22 | . | T063 | 1 | 948.6638
DK_CA_Aab | . | S22 | . | T064 | 1 | 948.6638
DK_CA_Aab | . | S22 | . | T065 | 1 | 948.6638
DK_CA_Aab | . | S22 | . | T066 | 1 | 948.6638
DK_CA_Aab | . | S22 | . | T067 | 1 | 948.6638
DK_CA_Aab | . | S22 | . | T068 | 1 | 948.6638
DK_CA_Aab | . | S22 | . | T069 | 0.99 | 939.1772
DK_CA_Aab | . | S22 | . | T070 | 0.99 | 939.1772
DK_CA_Aab | . | S22 | . | T071 | 0.95 | 901.2306
DK_CA_Aab | . | S22 | . | T072 | 0.95 | 901.2306
DK_CA_Aab | . | S22 | . | T073 | 0.85 | 806.3642
DK_CA_Aab | . | S22 | . | T074 | 0.85 | 806.3642
DK_CA_Aab | . | S22 | . | T075 | 0.72 | 683.0379
DK_CA_Aab | . | S22 | . | T076 | 0.72 | 683.0379
DK_CA_Aab | . | S22 | . | T077 | 0.72 | 683.0379
DK_CA_Aab | . | S22 | . | T078 | 0.57 | 540.7384
DK_CA_Aab | . | S22 | . | T079 | 0.57 | 540.7384
DK_CA_Aab | . | S22 | . | T080 | 0.57 | 540.7384
DK_CA_Aab | . | S22 | . | T081 | 0.42 | 398.4388
DK_CA_Aab | . | S22 | . | T082 | 0.3 | 284.5991
DK_CA_Aab | . | S22 | . | T083 | 0.3 | 284.5991
DK_CA_Aab | . | S22 | . | T084 | 0.3 | 284.5991
DK_CA_Aab | . | S22 | . | T085 | 0.3 | 284.5991
DK_CA_Aab | . | S22 | . | T086 | 0.3 | 284.5991
DK_CA_Aab | . | S22 | . | T087 | 0.3 | 284.5991
DK_CA_Aab | . | S22 | . | T088 | 0.3 | 284.5991
DK_CA_Aab | . | S22 | . | T089 | 0.3 | 284.5991
DK_CA_Aab | . | S22 | . | T090 | 0.19 | 180.2461
DK_CA_Aab | . | S22 | . | T091 | 0.19 | 180.2461
DK_CA_Aab | . | S22 | . | T092 | 0.19 | 180.2461
DK_CA_Aab | . | S22 | . | T093 | 0.19 | 180.2461
DK_CA_Aab | . | S22 | . | T094 | 0.12 | 113.8397
DK_CA_Aab | . | S22 | . | T095 | 0.12 | 113.8397
DK_CA_Aab | . | S22 | . | T096 | 0.12 | 113.8397
DK_CA_Aab | . | S22 | . | T097 | 0.12 | 113.8397
DK_CA_Aab | . | S22 | . | T098 | 0.19 | 180.2461
DK_CA_Aab | . | S22 | . | T099 | 0.3 | 284.5991
DK_CA_Aab | . | S22 | . | T100 | 0.3 | 284.5991
DK_CA_Aab | . | S22 | . | T101 | 0.3 | 284.5991
DK_CA_Aab | . | S22 | . | T102 | 0.3 | 284.5991
DK_CA_Aab | . | S22 | . | T103 | 0.3 | 284.5991
DK_CA_Aab | . | S22 | . | T104 | 0.42 | 398.4388
DK_CA_Aab | . | S22 | . | T105 | 0.42 | 398.4388
DK_CA_Aab | . | S22 | . | T106 | 0.3 | 284.5991
DK_CA_Aab | . | S22 | . | T107 | 0.42 | 398.4388
DK_CA_Aab | . | S22 | . | T108 | 0.42 | 398.4388
DK_CA_Aab | . | S22 | . | T109 | 0.57 | 540.7384
DK_CA_Aab | . | S22 | . | T110 | 0.57 | 540.7384
DK_CA_Aab | . | S22 | . | T111 | 0.57 | 540.7384
DK_CA_Aab | . | S22 | . | T112 | 0.57 | 540.7384
DK_CA_Aab | . | S22 | . | T113 | 0.57 | 540.7384
DK_CA_Aab | . | S22 | . | T114 | 0.57 | 540.7384
DK_CA_Aab | . | S22 | . | T115 | 0.57 | 540.7384
DK_CA_Aab | . | S22 | . | T116 | 0.57 | 540.7384
DK_CA_Aab | . | S22 | . | T117 | 0.57 | 540.7384
DK_CA_Aab | . | S22 | . | T118 | 0.72 | 683.0379
DK_CA_Aab | . | S22 | . | T119 | 0.72 | 683.0379
DK_CA_Aab | . | S22 | . | T120 | 0.72 | 683.0379
DK_CA_Aab | . | S22 | . | T121 | 0.72 | 683.0379
DK_CA_Aab | . | S22 | . | T122 | 0.72 | 683.0379
DK_CA_Aab | . | S22 | . | T123 | 0.57 | 540.7384
DK_CA_Aab | . | S22 | . | T124 | 0.57 | 540.7384
DK_CA_Aab | . | S22 | . | T125 | 0.57 | 540.7384
DK_CA_Aab | . | S22 | . | T126 | 0.57 | 540.7384
DK_CA_Aab | . | S22 | . | T127 | 0.57 | 540.7384
DK_CA_Aab | . | S22 | . | T128 | 0.42 | 398.4388
DK_CA_Aab | . | S22 | . | T129 | 0.42 | 398.4388
DK_CA_Aab | . | S22 | . | T130 | 0.3 | 284.5991
DK_CA_Aab | . | S22 | . | T131 | 0.3 | 284.5991
DK_CA_Aab | . | S22 | . | T132 | 0.3 | 284.5991
DK_CA_Aab | . | S22 | . | T133 | 0.3 | 284.5991
DK_CA_Aab | . | S22 | . | T134 | 0.42 | 398.4388
DK_CA_Aab | . | S22 | . | T135 | 0.57 | 540.7384
DK_CA_Aab | . | S22 | . | T136 | 0.42 | 398.4388
DK_CA_Aab | . | S22 | . | T137 | 0.57 | 540.7384
DK_CA_Aab | . | S22 | . | T138 | 0.57 | 540.7384
DK_CA_Aab | . | S22 | . | T139 | 0.57 | 540.7384
DK_CA_Aab | . | S22 | . | T140 | 0.42 | 398.4388
DK_CA_Aab | . | S22 | . | T141 | 0.42 | 398.4388
DK_CA_Aab | . | S22 | . | T142 | 0.3 | 284.5991
DK_CA_Aab | . | S22 | . | T143 | 0.3 | 284.5991
DK_CA_Aab | . | S22 | . | T144 | 0.3 | 284.5991
DK_CA_Aab | . | S22 | . | T145 | 0.3 | 284.5991
DK_CA_Aab | . | S22 | . | T146 | 0.42 | 398.4388
DK_CA_Aab | . | S22 | . | T147 | 0.57 | 540.7384
DK_CA_Aab | . | S22 | . | T148 | 0.57 | 540.7384
DK_CA_Aab | . | S22 | . | T149 | 0.57 | 540.7384
DK_CA_Aab | . | S22 | . | T150 | 0.42 | 398.4388
DK_CA_Aab | . | S22 | . | T151 | 0.42 | 398.4388
DK_CA_Aab | . | S22 | . | T152 | 0.42 | 398.4388
DK_CA_Aab | . | S22 | . | T153 | 0.3 | 284.5991
DK_CA_Aab | . | S22 | . | T154 | 0.12 | 113.8397
DK_CA_Aab | . | S22 | . | T155 | 0.19 | 180.2461
DK_CA_Aab | . | S22 | . | T156 | 0.42 | 398.4388
DK_CA_Aab | . | S22 | . | T157 | 0.57 | 540.7384
DK_CA_Aab | . | S22 | . | T158 | 0.72 | 683.0379
DK_CA_Aab | . | S22 | . | T159 | 0.95 | 901.2306
DK_CA_Aab | . | S22 | . | T160 | 0.99 | 939.1772
DK_CA_Aab | . | S22 | . | T161 | 1 | 948.6638
DK_CA_Aab | . | S22 | . | T162 | 1 | 948.6638
DK_CA_Aab | . | S22 | . | T163 | 1 | 948.6638
DK_CA_Aab | . | S22 | . | T164 | 1 | 948.6638
DK_CA_Aab | . | S22 | . | T165 | 1 | 948.6638
DK_CA_Aab | . | S22 | . | T166 | 1 | 948.6638
DK_CA_Aab | . | S22 | . | T167 | 1 | 948.6638
DK_CA_Aab | . | S22 | . | T168 | 1 | 948.6638
DK_CA_Aab | . | S23 | . | T001 | 1 | 948.6638
DK_CA_Aab | . | S23 | . | T002 | 1 | 948.6638
DK_CA_Aab | . | S23 | . | T003 | 1 | 948.6638
DK_CA_Aab | . | S23 | . | T004 | 1 | 948.6638
DK_CA_Aab | . | S23 | . | T005 | 1 | 948.6638
DK_CA_Aab | . | S23 | . | T006 | 1 | 948.6638
DK_CA_Aab | . | S23 | . | T007 | 1 | 948.6638
DK_CA_Aab | . | S23 | . | T008 | 1 | 948.6638
DK_CA_Aab | . | S23 | . | T009 | 1 | 948.6638
DK_CA_Aab | . | S23 | . | T010 | 1 | 948.6638
DK_CA_Aab | . | S23 | . | T011 | 1 | 948.6638
DK_CA_Aab | . | S23 | . | T012 | 1 | 948.6638
DK_CA_Aab | . | S23 | . | T013 | 1 | 948.6638
DK_CA_Aab | . | S23 | . | T014 | 1 | 948.6638
DK_CA_Aab | . | S23 | . | T015 | 1 | 948.6638
DK_CA_Aab | . | S23 | . | T016 | 1 | 948.6638
DK_CA_Aab | . | S23 | . | T017 | 1 | 948.6638
DK_CA_Aab | . | S23 | . | T018 | 1 | 948.6638
DK_CA_Aab | . | S23 | . | T019 | 1 | 948.6638
DK_CA_Aab | . | S23 | . | T020 | 1 | 948.6638
DK_CA_Aab | . | S23 | . | T021 | 1 | 948.6638
DK_CA_Aab | . | S23 | . | T022 | 1 | 948.6638
DK_CA_Aab | . | S23 | . | T023 | 1 | 948.6638
DK_CA_Aab | . | S23 | . | T024 | 0.99 | 939.1772
DK_CA_Aab | . | S23 | . | T025 | 0.99 | 939.1772
DK_CA_Aab | . | S23 | . | T026 | 0.99 | 939.1772
DK_CA_Aab | . | S23 | . | T027 | 0.95 | 901.2306
DK_CA_Aab | . | S23 | . | T028 | 0.85 | 806.3642
DK_CA_Aab | . | S23 | . | T029 | 0.72 | 683.0379
DK_CA_Aab | . | S23 | . | T030 | 0.72 | 683.0379
DK_CA_Aab | . | S23 | . | T031 | 0.57 | 540.7384
DK_CA_Aab | . | S23 | . | T032 | 0.42 | 398.4388
DK_CA_Aab | . | S23 | . | T033 | 0.42 | 398.4388
DK_CA_Aab | . | S23 | . | T034 | 0.42 | 398.4388
DK_CA_Aab | . | S23 | . | T035 | 0.57 | 540.7384
DK_CA_Aab | . | S23 | . | T036 | 0.57 | 540.7384
DK_CA_Aab | . | S23 | . | T037 | 0.72 | 683.0379
DK_CA_Aab | . | S23 | . | T038 | 0.72 | 683.0379
DK_CA_Aab | . | S23 | . | T039 | 0.72 | 683.0379
DK_CA_Aab | . | S23 | . | T040 | 0.72 | 683.0379
DK_CA_Aab | . | S23 | . | T041 | 0.72 | 683.0379
DK_CA_Aab | . | S23 | . | T042 | 0.72 | 683.0379
DK_CA_Aab | . | S23 | . | T043 | 0.72 | 683.0379
DK_CA_Aab | . | S23 | . | T044 | 0.72 | 683.0379
DK_CA_Aab | . | S23 | . | T045 | 0.72 | 683.0379
DK_CA_Aab | . | S23 | . | T046 | 0.72 | 683.0379
DK_CA_Aab | . | S23 | . | T047 | 0.72 | 683.0379
DK_CA_Aab | . | S23 | . | T048 | 0.72 | 683.0379
DK_CA_Aab | . | S23 | . | T049 | 0.57 | 540.7384
DK_CA_Aab | . | S23 | . | T050 | 0.57 | 540.7384
DK_CA_Aab | . | S23 | . | T051 | 0.57 | 540.7384
DK_CA_Aab | . | S23 | . | T052 | 0.42 | 398.4388
DK_CA_Aab | . | S23 | . | T053 | 0.3 | 284.5991
DK_CA_Aab | . | S23 | . | T054 | 0.19 | 180.2461
DK_CA_Aab | . | S23 | . | T055 | 0.19 | 180.2461
DK_CA_Aab | . | S23 | . | T056 | 0.12 | 113.8397
DK_CA_Aab | . | S23 | . | T057 | 0.12 | 113.8397
DK_CA_Aab | . | S23 | . | T058 | 0.12 | 113.8397
DK_CA_Aab | . | S23 | . | T059 | 0.12 | 113.8397
DK_CA_Aab | . | S23 | . | T060 | 0.12 | 113.8397
DK_CA_Aab | . | S23 | . | T061 | 0.12 | 113.8397
DK_CA_Aab | . | S23 | . | T062 | 0.19 | 180.2461
DK_CA_Aab | . | S23 | . | T063 | 0.19 | 180.2461
DK_CA_Aab | . | S23 | . | T064 | 0.19 | 180.2461
DK_CA_Aab | . | S23 | . | T065 | 0.3 | 284.5991
DK_CA_Aab | . | S23 | . | T066 | 0.3 | 284.5991
DK_CA_Aab | . | S23 | . | T067 | 0.3 | 284.5991
DK_CA_Aab | . | S23 | . | T068 | 0.3 | 284.5991
DK_CA_Aab | . | S23 | . | T069 | 0.3 | 284.5991
DK_CA_Aab | . | S23 | . | T070 | 0.3 | 284.5991
DK_CA_Aab | . | S23 | . | T071 | 0.3 | 284.5991
DK_CA_Aab | . | S23 | . | T072 | 0.19 | 180.2461
DK_CA_Aab | . | S23 | . | T073 | 0.19 | 180.2461
DK_CA_Aab | . | S23 | . | T074 | 0.19 | 180.2461
DK_CA_Aab | . | S23 | . | T075 | 0.12 | 113.8397
DK_CA_Aab | . | S23 | . | T076 | 0.12 | 113.8397
DK_CA_Aab | . | S23 | . | T077 | 0.12 | 113.8397
DK_CA_Aab | . | S23 | . | T078 | 0.12 | 113.8397
DK_CA_Aab | . | S23 | . | T079 | 0.12 | 113.8397
DK_CA_Aab | . | S23 | . | T080 | 0.06 | 56.9198
DK_CA_Aab | . | S23 | . | T081 | 0.06 | 56.9198
DK_CA_Aab | . | S23 | . | T082 | 0.12 | 113.8397
DK_CA_Aab | . | S23 | . | T083 | 0.12 | 113.8397
DK_CA_Aab | . | S23 | . | T084 | 0.19 | 180.2461
DK_CA_Aab | . | S23 | . | T085 | 0.19 | 180.2461
DK_CA_Aab | . | S23 | . | T086 | 0.19 | 180.2461
DK_CA_Aab | . | S23 | . | T087 | 0.3 | 284.5991
DK_CA_Aab | . | S23 | . | T088 | 0.3 | 284.5991
DK_CA_Aab | . | S23 | . | T089 | 0.3 | 284.5991
DK_CA_Aab | . | S23 | . | T090 | 0.3 | 284.5991
DK_CA_Aab | . | S23 | . | T091 | 0.3 | 284.5991
DK_CA_Aab | . | S23 | . | T092 | 0.3 | 284.5991
DK_CA_Aab | . | S23 | . | T093 | 0.3 | 284.5991
DK_CA_Aab | . | S23 | . | T094 | 0.3 | 284.5991
DK_CA_Aab | . | S23 | . | T095 | 0.42 | 398.4388
DK_CA_Aab | . | S23 | . | T096 | 0.42 | 398.4388
DK_CA_Aab | . | S23 | . | T097 | 0.57 | 540.7384
DK_CA_Aab | . | S23 | . | T098 | 0.57 | 540.7384
DK_CA_Aab | . | S23 | . | T099 | 0.72 | 683.0379
DK_CA_Aab | . | S23 | . | T100 | 0.85 | 806.3642
DK_CA_Aab | . | S23 | . | T101 | 0.85 | 806.3642
DK_CA_Aab | . | S23 | . | T102 | 0.85 | 806.3642
DK_CA_Aab | . | S23 | . | T103 | 0.85 | 806.3642
DK_CA_Aab | . | S23 | . | T104 | 0.95 | 901.2306
DK_CA_Aab | . | S23 | . | T105 | 0.99 | 939.1772
DK_CA_Aab | . | S23 | . | T106 | 0.99 | 939.1772
DK_CA_Aab | . | S23 | . | T107 | 0.99 | 939.1772
DK_CA_Aab | . | S23 | . | T108 | 0.99 | 939.1772
DK_CA_Aab | . | S23 | . | T109 | 0.99 | 939.1772
DK_CA_Aab | . | S23 | . | T110 | 0.99 | 939.1772
DK_CA_Aab | . | S23 | . | T111 | 0.99 | 939.1772
DK_CA_Aab | . | S23 | . | T112 | 0.99 | 939.1772
DK_CA_Aab | . | S23 | . | T113 | 0.99 | 939.1772
DK_CA_Aab | . | S23 | . | T114 | 0.95 | 901.2306
DK_CA_Aab | . | S23 | . | T115 | 0.99 | 939.1772
DK_CA_Aab | . | S23 | . | T116 | 0.95 | 901.2306
DK_CA_Aab | . | S23 | . | T117 | 0.95 | 901.2306
DK_CA_Aab | . | S23 | . | T118 | 0.95 | 901.2306
DK_CA_Aab | . | S23 | . | T119 | 0.85 | 806.3642
DK_CA_Aab | . | S23 | . | T120 | 0.85 | 806.3642
DK_CA_Aab | . | S23 | . | T121 | 0.85 | 806.3642
DK_CA_Aab | . | S23 | . | T122 | 0.72 | 683.0379
DK_CA_Aab | . | S23 | . | T123 | 0.57 | 540.7384
DK_CA_Aab | . | S23 | . | T124 | 0.57 | 540.7384
DK_CA_Aab | . | S23 | . | T125 | 0.57 | 540.7384
DK_CA_Aab | . | S23 | . | T126 | 0.57 | 540.7384
DK_CA_Aab | . | S23 | . | T127 | 0.72 | 683.0379
DK_CA_Aab | . | S23 | . | T128 | 0.72 | 683.0379
DK_CA_Aab | . | S23 | . | T129 | 0.72 | 683.0379
DK_CA_Aab | . | S23 | . | T130 | 0.72 | 683.0379
DK_CA_Aab | . | S23 | . | T131 | 0.57 | 540.7384
DK_CA_Aab | . | S23 | . | T132 | 0.57 | 540.7384
DK_CA_Aab | . | S23 | . | T133 | 0.42 | 398.4388
DK_CA_Aab | . | S23 | . | T134 | 0.42 | 398.4388
DK_CA_Aab | . | S23 | . | T135 | 0.42 | 398.4388
DK_CA_Aab | . | S23 | . | T136 | 0.3 | 284.5991
DK_CA_Aab | . | S23 | . | T137 | 0.3 | 284.5991
DK_CA_Aab | . | S23 | . | T138 | 0.3 | 284.5991
DK_CA_Aab | . | S23 | . | T139 | 0.19 | 180.2461
DK_CA_Aab | . | S23 | . | T140 | 0.19 | 180.2461
DK_CA_Aab | . | S23 | . | T141 | 0.19 | 180.2461
DK_CA_Aab | . | S23 | . | T142 | 0.3 | 284.5991
DK_CA_Aab | . | S23 | . | T143 | 0.3 | 284.5991
DK_CA_Aab | . | S23 | . | T144 | 0.3 | 284.5991
DK_CA_Aab | . | S23 | . | T145 | 0.3 | 284.5991
DK_CA_Aab | . | S23 | . | T146 | 0.3 | 284.5991
DK_CA_Aab | . | S23 | . | T147 | 0.3 | 284.5991
DK_CA_Aab | . | S23 | . | T148 | 0.19 | 180.2461
DK_CA_Aab | . | S23 | . | T149 | 0.19 | 180.2461
DK_CA_Aab | . | S23 | . | T150 | 0.19 | 180.2461
DK_CA_Aab | . | S23 | . | T151 | 0.19 | 180.2461
DK_CA_Aab | . | S23 | . | T152 | 0.19 | 180.2461
DK_CA_Aab | . | S23 | . | T153 | 0.19 | 180.2461
DK_CA_Aab | . | S23 | . | T154 | 0.19 | 180.2461
DK_CA_Aab | . | S23 | . | T155 | 0.12 | 113.8397
DK_CA_Aab | . | S23 | . | T156 | 0.06 | 56.9198
DK_CA_Aab | . | S23 | . | T157 | 0.06 | 56.9198
DK_CA_Aab | . | S23 | . | T158 | 0.06 | 56.9198
DK_CA_Aab | . | S23 | . | T159 | 0.12 | 113.8397
DK_CA_Aab | . | S23 | . | T160 | 0.12 | 113.8397
DK_CA_Aab | . | S23 | . | T161 | 0.12 | 113.8397
DK_CA_Aab | . | S23 | . | T162 | 0.06 | 56.9198
DK_CA_Aab | . | S23 | . | T163 | 0.06 | 56.9198
DK_CA_Aab | . | S23 | . | T164 | 0.03 | 28.4599
DK_CA_Aab | . | S23 | . | T165 | 0.03 | 28.4599
DK_CA_Aab | . | S23 | . | T166 | 0.03 | 28.4599
DK_CA_Aab | . | S23 | . | T167 | 0.03 | 28.4599
DK_CA_Aab | . | S23 | . | T168 | 0.06 | 56.9198
DK_CA_Aab | . | S24 | . | T001 | 0.06 | 56.9198
DK_CA_Aab | . | S24 | . | T002 | 0.03 | 28.4599
DK_CA_Aab | . | S24 | . | T003 | 0.03 | 28.4599
DK_CA_Aab | . | S24 | . | T004 | 0 | 0
DK_CA_Aab | . | S24 | . | T005 | 0 | 0
DK_CA_Aab | . | S24 | . | T006 | 0 | 0
DK_CA_Aab | . | S24 | . | T007 | 0 | 0
DK_CA_Aab | . | S24 | . | T008 | 0.03 | 28.4599
DK_CA_Aab | . | S24 | . | T009 | 0.06 | 56.9198
DK_CA_Aab | . | S24 | . | T010 | 0.06 | 56.9198
DK_CA_Aab | . | S24 | . | T011 | 0.03 | 28.4599
DK_CA_Aab | . | S24 | . | T012 | 0.03 | 28.4599
DK_CA_Aab | . | S24 | . | T013 | 0 | 0
DK_CA_Aab | . | S24 | . | T014 | 0 | 0
DK_CA_Aab | . | S24 | . | T015 | 0 | 0
DK_CA_Aab | . | S24 | . | T016 | 0 | 0
DK_CA_Aab | . | S24 | . | T017 | 0 | 0
DK_CA_Aab | . | S24 | . | T018 | 0.03 | 28.4599
DK_CA_Aab | . | S24 | . | T019 | 0.06 | 56.9198
DK_CA_Aab | . | S24 | . | T020 | 0.12 | 113.8397
DK_CA_Aab | . | S24 | . | T021 | 0.12 | 113.8397
DK_CA_Aab | . | S24 | . | T022 | 0.19 | 180.2461
DK_CA_Aab | . | S24 | . | T023 | 0.19 | 180.2461
DK_CA_Aab | . | S24 | . | T024 | 0.19 | 180.2461
DK_CA_Aab | . | S24 | . | T025 | 0.19 | 180.2461
DK_CA_Aab | . | S24 | . | T026 | 0.3 | 284.5991
DK_CA_Aab | . | S24 | . | T027 | 0.3 | 284.5991
DK_CA_Aab | . | S24 | . | T028 | 0.3 | 284.5991
DK_CA_Aab | . | S24 | . | T029 | 0.3 | 284.5991
DK_CA_Aab | . | S24 | . | T030 | 0.3 | 284.5991
DK_CA_Aab | . | S24 | . | T031 | 0.42 | 398.4388
DK_CA_Aab | . | S24 | . | T032 | 0.42 | 398.4388
DK_CA_Aab | . | S24 | . | T033 | 0.42 | 398.4388
DK_CA_Aab | . | S24 | . | T034 | 0.42 | 398.4388
DK_CA_Aab | . | S24 | . | T035 | 0.57 | 540.7384
DK_CA_Aab | . | S24 | . | T036 | 0.57 | 540.7384
DK_CA_Aab | . | S24 | . | T037 | 0.57 | 540.7384
DK_CA_Aab | . | S24 | . | T038 | 0.57 | 540.7384
DK_CA_Aab | . | S24 | . | T039 | 0.57 | 540.7384
DK_CA_Aab | . | S24 | . | T040 | 0.57 | 540.7384
DK_CA_Aab | . | S24 | . | T041 | 0.57 | 540.7384
DK_CA_Aab | . | S24 | . | T042 | 0.57 | 540.7384
DK_CA_Aab | . | S24 | . | T043 | 0.57 | 540.7384
DK_CA_Aab | . | S24 | . | T044 | 0.72 | 683.0379
DK_CA_Aab | . | S24 | . | T045 | 0.95 | 901.2306
DK_CA_Aab | . | S24 | . | T046 | 0.95 | 901.2306
DK_CA_Aab | . | S24 | . | T047 | 0.95 | 901.2306
DK_CA_Aab | . | S24 | . | T048 | 0.95 | 901.2306
DK_CA_Aab | . | S24 | . | T049 | 0.95 | 901.2306
DK_CA_Aab | . | S24 | . | T050 | 0.95 | 901.2306
DK_CA_Aab | . | S24 | . | T051 | 0.85 | 806.3642
DK_CA_Aab | . | S24 | . | T052 | 0.85 | 806.3642
DK_CA_Aab | . | S24 | . | T053 | 0.85 | 806.3642
DK_CA_Aab | . | S24 | . | T054 | 0.85 | 806.3642
DK_CA_Aab | . | S24 | . | T055 | 0.85 | 806.3642
DK_CA_Aab | . | S24 | . | T056 | 0.85 | 806.3642
DK_CA_Aab | . | S24 | . | T057 | 0.85 | 806.3642
DK_CA_Aab | . | S24 | . | T058 | 0.72 | 683.0379
DK_CA_Aab | . | S24 | . | T059 | 0.72 | 683.0379
DK_CA_Aab | . | S24 | . | T060 | 0.57 | 540.7384
DK_CA_Aab | . | S24 | . | T061 | 0.57 | 540.7384
DK_CA_Aab | . | S24 | . | T062 | 0.57 | 540.7384
DK_CA_Aab | . | S24 | . | T063 | 0.42 | 398.4388
DK_CA_Aab | . | S24 | . | T064 | 0.42 | 398.4388
DK_CA_Aab | . | S24 | . | T065 | 0.42 | 398.4388
DK_CA_Aab | . | S24 | . | T066 | 0.42 | 398.4388
DK_CA_Aab | . | S24 | . | T067 | 0.42 | 398.4388
DK_CA_Aab | . | S24 | . | T068 | 0.3 | 284.5991
DK_CA_Aab | . | S24 | . | T069 | 0.3 | 284.5991
DK_CA_Aab | . | S24 | . | T070 | 0.3 | 284.5991
DK_CA_Aab | . | S24 | . | T071 | 0.3 | 284.5991
DK_CA_Aab | . | S24 | . | T072 | 0.3 | 284.5991
DK_CA_Aab | . | S24 | . | T073 | 0.3 | 284.5991
DK_CA_Aab | . | S24 | . | T074 | 0.3 | 284.5991
DK_CA_Aab | . | S24 | . | T075 | 0.3 | 284.5991
DK_CA_Aab | . | S24 | . | T076 | 0.3 | 284.5991
DK_CA_Aab | . | S24 | . | T077 | 0.19 | 180.2461
DK_CA_Aab | . | S24 | . | T078 | 0.19 | 180.2461
DK_CA_Aab | . | S24 | . | T079 | 0.19 | 180.2461
DK_CA_Aab | . | S24 | . | T080 | 0.19 | 180.2461
DK_CA_Aab | . | S24 | . | T081 | 0.12 | 113.8397
DK_CA_Aab | . | S24 | . | T082 | 0.12 | 113.8397
DK_CA_Aab | . | S24 | . | T083 | 0.12 | 113.8397
DK_CA_Aab | . | S24 | . | T084 | 0.06 | 56.9198
DK_CA_Aab | . | S24 | . | T085 | 0.06 | 56.9198
DK_CA_Aab | . | S24 | . | T086 | 0.06 | 56.9198
DK_CA_Aab | . | S24 | . | T087 | 0.03 | 28.4599
DK_CA_Aab | . | S24 | . | T088 | 0.03 | 28.4599
DK_CA_Aab | . | S24 | . | T089 | 0.03 | 28.4599
DK_CA_Aab | . | S24 | . | T090 | 0 | 0
DK_CA_Aab | . | S24 | . | T091 | 0 | 0
DK_CA_Aab | . | S24 | . | T092 | 0 | 0
DK_CA_Aab | . | S24 | . | T093 | 0 | 0
DK_CA_Aab | . | S24 | . | T094 | 0 | 0
DK_CA_Aab | . | S24 | . | T095 | 0.03 | 28.4599
DK_CA_Aab | . | S24 | . | T096 | 0.03 | 28.4599
DK_CA_Aab | . | S24 | . | T097 | 0.06 | 56.9198
DK_CA_Aab | . | S24 | . | T098 | 0.06 | 56.9198
DK_CA_Aab | . | S24 | . | T099 | 0.06 | 56.9198
DK_CA_Aab | . | S24 | . | T100 | 0.06 | 56.9198
DK_CA_Aab | . | S24 | . | T101 | 0.12 | 113.8397
DK_CA_Aab | . | S24 | . | T102 | 0.12 | 113.8397
DK_CA_Aab | . | S24 | . | T103 | 0.12 | 113.8397
DK_CA_Aab | . | S24 | . | T104 | 0.12 | 113.8397
DK_CA_Aab | . | S24 | . | T105 | 0.12 | 113.8397
DK_CA_Aab | . | S24 | . | T106 | 0.12 | 113.8397
DK_CA_Aab | . | S24 | . | T107 | 0.06 | 56.9198
DK_CA_Aab | . | S24 | . | T108 | 0.06 | 56.9198
DK_CA_Aab | . | S24 | . | T109 | 0.06 | 56.9198
DK_CA_Aab | . | S24 | . | T110 | 0.06 | 56.9198
DK_CA_Aab | . | S24 | . | T111 | 0.06 | 56.9198
DK_CA_Aab | . | S24 | . | T112 | 0.06 | 56.9198
DK_CA_Aab | . | S24 | . | T113 | 0.06 | 56.9198
DK_CA_Aab | . | S24 | . | T114 | 0.06 | 56.9198
DK_CA_Aab | . | S24 | . | T115 | 0.03 | 28.4599
DK_CA_Aab | . | S24 | . | T116 | 0.03 | 28.4599
DK_CA_Aab | . | S24 | . | T117 | 0.03 | 28.4599
DK_CA_Aab | . | S24 | . | T118 | 0.03 | 28.4599
DK_CA_Aab | . | S24 | . | T119 | 0 | 0
DK_CA_Aab | . | S24 | . | T120 | 0 | 0
DK_CA_Aab | . | S24 | . | T121 | 0 | 0
DK_CA_Aab | . | S24 | . | T122 | 0 | 0
DK_CA_Aab | . | S24 | . | T123 | 0 | 0
DK_CA_Aab | . | S24 | . | T124 | 0 | 0
DK_CA_Aab | . | S24 | . | T125 | 0 | 0
DK_CA_Aab | . | S24 | . | T126 | 0 | 0
DK_CA_Aab | . | S24 | . | T127 | 0 | 0
DK_CA_Aab | . | S24 | . | T128 | 0.03 | 28.4599
DK_CA_Aab | . | S24 | . | T129 | 0.12 | 113.8397
DK_CA_Aab | . | S24 | . | T130 | 0.19 | 180.2461
DK_CA_Aab | . | S24 | . | T131 | 0.19 | 180.2461
DK_CA_Aab | . | S24 | . | T132 | 0.3 | 284.5991
DK_CA_Aab | . | S24 | . | T133 | 0.3 | 284.5991
DK_CA_Aab | . | S24 | . | T134 | 0.19 | 180.2461
DK_CA_Aab | . | S24 | . | T135 | 0.19 | 180.2461
DK_CA_Aab | . | S24 | . | T136 | 0.19 | 180.2461
DK_CA_Aab | . | S24 | . | T137 | 0.3 | 284.5991
DK_CA_Aab | . | S24 | . | T138 | 0.57 | 540.7384
DK_CA_Aab | . | S24 | . | T139 | 0.72 | 683.0379
DK_CA_Aab | . | S24 | . | T140 | 0.57 | 540.7384
DK_CA_Aab | . | S24 | . | T141 | 0.42 | 398.4388
DK_CA_Aab | . | S24 | . | T142 | 0.72 | 683.0379
DK_CA_Aab | . | S24 | . | T143 | 0.85 | 806.3642
DK_CA_Aab | . | S24 | . | T144 | 0.99 | 939.1772
DK_CA_Aab | . | S24 | . | T145 | 1 | 948.6638
DK_CA_Aab | . | S24 | . | T146 | 1 | 948.6638
DK_CA_Aab | . | S24 | . | T147 | 1 | 948.6638
DK_CA_Aab | . | S24 | . | T148 | 0.99 | 939.1772
DK_CA_Aab | . | S24 | . | T149 | 0.85 | 806.3642
DK_CA_Aab | . | S24 | . | T150 | 0.57 | 540.7384
DK_CA_Aab | . | S24 | . | T151 | 0.42 | 398.4388
DK_CA_Aab | . | S24 | . | T152 | 0.3 | 284.5991
DK_CA_Aab | . | S24 | . | T153 | 0.3 | 284.5991
DK_CA_Aab | . | S24 | . | T154 | 0.3 | 284.5991
DK_CA_Aab | . | S24 | . | T155 | 0.19 | 180.2461
DK_CA_Aab | . | S24 | . | T156 | 0.19 | 180.2461
DK_CA_Aab | . | S24 | . | T157 | 0.19 | 180.2461
DK_CA_Aab | . | S24 | . | T158 | 0.19 | 180.2461
DK_CA_Aab | . | S24 | . | T159 | 0.12 | 113.8397
DK_CA_Aab | . | S24 | . | T160 | 0.06 | 56.9198
DK_CA_Aab | . | S24 | . | T161 | 0.03 | 28.4599
DK_CA_Aab | . | S24 | . | T162 | 0.03 | 28.4599
DK_CA_Aab | . | S24 | . | T163 | 0.03 | 28.4599
DK_CA_Aab | . | S24 | . | T164 | 0.06 | 56.9198
DK_CA_Aab | . | S24 | . | T165 | 0.06 | 56.9198
DK_CA_Aab | . | S24 | . | T166 | 0.06 | 56.9198
DK_CA_Aab | . | S24 | . | T167 | 0.03 | 28.4599
DK_CA_Aab | . | S24 | . | T168 | 0.03 | 28.4599
DK_CA_Aab | . | S25 | . | T001 | 0.03 | 28.4599
DK_CA_Aab | . | S25 | . | T002 | 0.03 | 28.4599
DK_CA_Aab | . | S25 | . | T003 | 0.06 | 56.9198
DK_CA_Aab | . | S25 | . | T004 | 0.12 | 113.8397
DK_CA_Aab | . | S25 | . | T005 | 0.3 | 284.5991
DK_CA_Aab | . | S25 | . | T006 | 0.3 | 284.5991
DK_CA_Aab | . | S25 | . | T007 | 0.3 | 284.5991
DK_CA_Aab | . | S25 | . | T008 | 0.3 | 284.5991
DK_CA_Aab | . | S25 | . | T009 | 0.3 | 284.5991
DK_CA_Aab | . | S25 | . | T010 | 0.3 | 284.5991
DK_CA_Aab | . | S25 | . | T011 | 0.3 | 284.5991
DK_CA_Aab | . | S25 | . | T012 | 0.3 | 284.5991
DK_CA_Aab | . | S25 | . | T013 | 0.3 | 284.5991
DK_CA_Aab | . | S25 | . | T014 | 0.57 | 540.7384
DK_CA_Aab | . | S25 | . | T015 | 0.72 | 683.0379
DK_CA_Aab | . | S25 | . | T016 | 0.72 | 683.0379
DK_CA_Aab | . | S25 | . | T017 | 0.85 | 806.3642
DK_CA_Aab | . | S25 | . | T018 | 0.85 | 806.3642
DK_CA_Aab | . | S25 | . | T019 | 0.85 | 806.3642
DK_CA_Aab | . | S25 | . | T020 | 0.85 | 806.3642
DK_CA_Aab | . | S25 | . | T021 | 0.72 | 683.0379
DK_CA_Aab | . | S25 | . | T022 | 0.57 | 540.7384
DK_CA_Aab | . | S25 | . | T023 | 0.42 | 398.4388
DK_CA_Aab | . | S25 | . | T024 | 0.3 | 284.5991
DK_CA_Aab | . | S25 | . | T025 | 0.3 | 284.5991
DK_CA_Aab | . | S25 | . | T026 | 0.42 | 398.4388
DK_CA_Aab | . | S25 | . | T027 | 0.57 | 540.7384
DK_CA_Aab | . | S25 | . | T028 | 0.57 | 540.7384
DK_CA_Aab | . | S25 | . | T029 | 0.57 | 540.7384
DK_CA_Aab | . | S25 | . | T030 | 0.57 | 540.7384
DK_CA_Aab | . | S25 | . | T031 | 0.57 | 540.7384
DK_CA_Aab | . | S25 | . | T032 | 0.57 | 540.7384
DK_CA_Aab | . | S25 | . | T033 | 0.57 | 540.7384
DK_CA_Aab | . | S25 | . | T034 | 0.57 | 540.7384
DK_CA_Aab | . | S25 | . | T035 | 0.57 | 540.7384
DK_CA_Aab | . | S25 | . | T036 | 0.57 | 540.7384
DK_CA_Aab | . | S25 | . | T037 | 0.57 | 540.7384
DK_CA_Aab | . | S25 | . | T038 | 0.57 | 540.7384
DK_CA_Aab | . | S25 | . | T039 | 0.72 | 683.0379
DK_CA_Aab | . | S25 | . | T040 | 0.72 | 683.0379
DK_CA_Aab | . | S25 | . | T041 | 0.72 | 683.0379
DK_CA_Aab | . | S25 | . | T042 | 0.72 | 683.0379
DK_CA_Aab | . | S25 | . | T043 | 0.72 | 683.0379
DK_CA_Aab | . | S25 | . | T044 | 0.72 | 683.0379
DK_CA_Aab | . | S25 | . | T045 | 0.72 | 683.0379
DK_CA_Aab | . | S25 | . | T046 | 0.72 | 683.0379
DK_CA_Aab | . | S25 | . | T047 | 0.72 | 683.0379
DK_CA_Aab | . | S25 | . | T048 | 0.72 | 683.0379
DK_CA_Aab | . | S25 | . | T049 | 0.72 | 683.0379
DK_CA_Aab | . | S25 | . | T050 | 0.72 | 683.0379
DK_CA_Aab | . | S25 | . | T051 | 0.57 | 540.7384
DK_CA_Aab | . | S25 | . | T052 | 0.57 | 540.7384
DK_CA_Aab | . | S25 | . | T053 | 0.57 | 540.7384
DK_CA_Aab | . | S25 | . | T054 | 0.57 | 540.7384
DK_CA_Aab | . | S25 | . | T055 | 0.42 | 398.4388
DK_CA_Aab | . | S25 | . | T056 | 0.42 | 398.4388
DK_CA_Aab | . | S25 | . | T057 | 0.42 | 398.4388
DK_CA_Aab | . | S25 | . | T058 | 0.42 | 398.4388
DK_CA_Aab | . | S25 | . | T059 | 0.3 | 284.5991
DK_CA_Aab | . | S25 | . | T060 | 0.3 | 284.5991
DK_CA_Aab | . | S25 | . | T061 | 0.19 | 180.2461
DK_CA_Aab | . | S25 | . | T062 | 0.19 | 180.2461
DK_CA_Aab | . | S25 | . | T063 | 0.12 | 113.8397
DK_CA_Aab | . | S25 | . | T064 | 0.12 | 113.8397
DK_CA_Aab | . | S25 | . | T065 | 0.06 | 56.9198
DK_CA_Aab | . | S25 | . | T066 | 0.06 | 56.9198
DK_CA_Aab | . | S25 | . | T067 | 0.06 | 56.9198
DK_CA_Aab | . | S25 | . | T068 | 0.06 | 56.9198
DK_CA_Aab | . | S25 | . | T069 | 0.12 | 113.8397
DK_CA_Aab | . | S25 | . | T070 | 0.19 | 180.2461
DK_CA_Aab | . | S25 | . | T071 | 0.3 | 284.5991
DK_CA_Aab | . | S25 | . | T072 | 0.3 | 284.5991
DK_CA_Aab | . | S25 | . | T073 | 0.42 | 398.4388
DK_CA_Aab | . | S25 | . | T074 | 0.42 | 398.4388
DK_CA_Aab | . | S25 | . | T075 | 0.57 | 540.7384
DK_CA_Aab | . | S25 | . | T076 | 0.72 | 683.0379
DK_CA_Aab | . | S25 | . | T077 | 0.72 | 683.0379
DK_CA_Aab | . | S25 | . | T078 | 0.72 | 683.0379
DK_CA_Aab | . | S25 | . | T079 | 0.85 | 806.3642
DK_CA_Aab | . | S25 | . | T080 | 0.85 | 806.3642
DK_CA_Aab | . | S25 | . | T081 | 0.85 | 806.3642
DK_CA_Aab | . | S25 | . | T082 | 0.85 | 806.3642
DK_CA_Aab | . | S25 | . | T083 | 0.95 | 901.2306
DK_CA_Aab | . | S25 | . | T084 | 0.95 | 901.2306
DK_CA_Aab | . | S25 | . | T085 | 0.95 | 901.2306
DK_CA_Aab | . | S25 | . | T086 | 0.95 | 901.2306
DK_CA_Aab | . | S25 | . | T087 | 0.85 | 806.3642
DK_CA_Aab | . | S25 | . | T088 | 0.85 | 806.3642
DK_CA_Aab | . | S25 | . | T089 | 0.72 | 683.0379
DK_CA_Aab | . | S25 | . | T090 | 0.57 | 540.7384
DK_CA_Aab | . | S25 | . | T091 | 0.57 | 540.7384
DK_CA_Aab | . | S25 | . | T092 | 0.42 | 398.4388
DK_CA_Aab | . | S25 | . | T093 | 0.42 | 398.4388
DK_CA_Aab | . | S25 | . | T094 | 0.42 | 398.4388
DK_CA_Aab | . | S25 | . | T095 | 0.42 | 398.4388
DK_CA_Aab | . | S25 | . | T096 | 0.42 | 398.4388
DK_CA_Aab | . | S25 | . | T097 | 0.3 | 284.5991
DK_CA_Aab | . | S25 | . | T098 | 0.3 | 284.5991
DK_CA_Aab | . | S25 | . | T099 | 0.3 | 284.5991
DK_CA_Aab | . | S25 | . | T100 | 0.3 | 284.5991
DK_CA_Aab | . | S25 | . | T101 | 0.3 | 284.5991
DK_CA_Aab | . | S25 | . | T102 | 0.3 | 284.5991
DK_CA_Aab | . | S25 | . | T103 | 0.42 | 398.4388
DK_CA_Aab | . | S25 | . | T104 | 0.42 | 398.4388
DK_CA_Aab | . | S25 | . | T105 | 0.42 | 398.4388
DK_CA_Aab | . | S25 | . | T106 | 0.42 | 398.4388
DK_CA_Aab | . | S25 | . | T107 | 0.42 | 398.4388
DK_CA_Aab | . | S25 | . | T108 | 0.42 | 398.4388
DK_CA_Aab | . | S25 | . | T109 | 0.42 | 398.4388
DK_CA_Aab | . | S25 | . | T110 | 0.57 | 540.7384
DK_CA_Aab | . | S25 | . | T111 | 0.57 | 540.7384
DK_CA_Aab | . | S25 | . | T112 | 0.57 | 540.7384
DK_CA_Aab | . | S25 | . | T113 | 0.72 | 683.0379
DK_CA_Aab | . | S25 | . | T114 | 0.72 | 683.0379
DK_CA_Aab | . | S25 | . | T115 | 0.72 | 683.0379
DK_CA_Aab | . | S25 | . | T116 | 0.72 | 683.0379
DK_CA_Aab | . | S25 | . | T117 | 0.72 | 683.0379
DK_CA_Aab | . | S25 | . | T118 | 0.72 | 683.0379
DK_CA_Aab | . | S25 | . | T119 | 0.72 | 683.0379
DK_CA_Aab | . | S25 | . | T120 | 0.72 | 683.0379
DK_CA_Aab | . | S25 | . | T121 | 0.72 | 683.0379
DK_CA_Aab | . | S25 | . | T122 | 0.72 | 683.0379
DK_CA_Aab | . | S25 | . | T123 | 0.72 | 683.0379
DK_CA_Aab | . | S25 | . | T124 | 0.72 | 683.0379
DK_CA_Aab | . | S25 | . | T125 | 0.72 | 683.0379
DK_CA_Aab | . | S25 | . | T126 | 0.72 | 683.0379
DK_CA_Aab | . | S25 | . | T127 | 0.57 | 540.7384
DK_CA_Aab | . | S25 | . | T128 | 0.42 | 398.4388
DK_CA_Aab | . | S25 | . | T129 | 0.42 | 398.4388
DK_CA_Aab | . | S25 | . | T130 | 0.3 | 284.5991
DK_CA_Aab | . | S25 | . | T131 | 0.3 | 284.5991
DK_CA_Aab | . | S25 | . | T132 | 0.3 | 284.5991
DK_CA_Aab | . | S25 | . | T133 | 0.3 | 284.5991
DK_CA_Aab | . | S25 | . | T134 | 0.3 | 284.5991
DK_CA_Aab | . | S25 | . | T135 | 0.42 | 398.4388
DK_CA_Aab | . | S25 | . | T136 | 0.57 | 540.7384
DK_CA_Aab | . | S25 | . | T137 | 0.57 | 540.7384
DK_CA_Aab | . | S25 | . | T138 | 0.72 | 683.0379
DK_CA_Aab | . | S25 | . | T139 | 0.72 | 683.0379
DK_CA_Aab | . | S25 | . | T140 | 0.57 | 540.7384
DK_CA_Aab | . | S25 | . | T141 | 0.57 | 540.7384
DK_CA_Aab | . | S25 | . | T142 | 0.57 | 540.7384
DK_CA_Aab | . | S25 | . | T143 | 0.57 | 540.7384
DK_CA_Aab | . | S25 | . | T144 | 0.57 | 540.7384
DK_CA_Aab | . | S25 | . | T145 | 0.57 | 540.7384
DK_CA_Aab | . | S25 | . | T146 | 0.72 | 683.0379
DK_CA_Aab | . | S25 | . | T147 | 0.72 | 683.0379
DK_CA_Aab | . | S25 | . | T148 | 0.72 | 683.0379
DK_CA_Aab | . | S25 | . | T149 | 0.57 | 540.7384
DK_CA_Aab | . | S25 | . | T150 | 0.57 | 540.7384
DK_CA_Aab | . | S25 | . | T151 | 0.57 | 540.7384
DK_CA_Aab | . | S25 | . | T152 | 0.57 | 540.7384
DK_CA_Aab | . | S25 | . | T153 | 0.57 | 540.7384
DK_CA_Aab | . | S25 | . | T154 | 0.57 | 540.7384
DK_CA_Aab | . | S25 | . | T155 | 0.57 | 540.7384
DK_CA_Aab | . | S25 | . | T156 | 0.42 | 398.4388
DK_CA_Aab | . | S25 | . | T157 | 0.42 | 398.4388
DK_CA_Aab | . | S25 | . | T158 | 0.42 | 398.4388
DK_CA_Aab | . | S25 | . | T159 | 0.42 | 398.4388
DK_CA_Aab | . | S25 | . | T160 | 0.42 | 398.4388
DK_CA_Aab | . | S25 | . | T161 | 0.42 | 398.4388
DK_CA_Aab | . | S25 | . | T162 | 0.42 | 398.4388
DK_CA_Aab | . | S25 | . | T163 | 0.42 | 398.4388
DK_CA_Aab | . | S25 | . | T164 | 0.42 | 398.4388
DK_CA_Aab | . | S25 | . | T165 | 0.3 | 284.5991
DK_CA_Aab | . | S25 | . | T166 | 0.3 | 284.5991
DK_CA_Aab | . | S25 | . | T167 | 0.19 | 180.2461
DK_CA_Aab | . | S25 | . | T168 | 0.19 | 180.2461
DK_CA_Aab | . | S26 | . | T001 | 0.19 | 180.2461
DK_CA_Aab | . | S26 | . | T002 | 0.12 | 113.8397
DK_CA_Aab | . | S26 | . | T003 | 0.12 | 113.8397
DK_CA_Aab | . | S26 | . | T004 | 0.12 | 113.8397
DK_CA_Aab | . | S26 | . | T005 | 0.12 | 113.8397
DK_CA_Aab | . | S26 | . | T006 | 0.12 | 113.8397
DK_CA_Aab | . | S26 | . | T007 | 0.12 | 113.8397
DK_CA_Aab | . | S26 | . | T008 | 0.12 | 113.8397
DK_CA_Aab | . | S26 | . | T009 | 0.12 | 113.8397
DK_CA_Aab | . | S26 | . | T010 | 0.12 | 113.8397
DK_CA_Aab | . | S26 | . | T011 | 0.06 | 56.9198
DK_CA_Aab | . | S26 | . | T012 | 0.06 | 56.9198
DK_CA_Aab | . | S26 | . | T013 | 0.06 | 56.9198
DK_CA_Aab | . | S26 | . | T014 | 0.06 | 56.9198
DK_CA_Aab | . | S26 | . | T015 | 0.06 | 56.9198
DK_CA_Aab | . | S26 | . | T016 | 0.06 | 56.9198
DK_CA_Aab | . | S26 | . | T017 | 0.06 | 56.9198
DK_CA_Aab | . | S26 | . | T018 | 0.06 | 56.9198
DK_CA_Aab | . | S26 | . | T019 | 0.06 | 56.9198
DK_CA_Aab | . | S26 | . | T020 | 0.06 | 56.9198
DK_CA_Aab | . | S26 | . | T021 | 0.06 | 56.9198
DK_CA_Aab | . | S26 | . | T022 | 0.06 | 56.9198
DK_CA_Aab | . | S26 | . | T023 | 0.06 | 56.9198
DK_CA_Aab | . | S26 | . | T024 | 0.06 | 56.9198
DK_CA_Aab | . | S26 | . | T025 | 0.06 | 56.9198
DK_CA_Aab | . | S26 | . | T026 | 0.06 | 56.9198
DK_CA_Aab | . | S26 | . | T027 | 0.06 | 56.9198
DK_CA_Aab | . | S26 | . | T028 | 0.06 | 56.9198
DK_CA_Aab | . | S26 | . | T029 | 0.06 | 56.9198
DK_CA_Aab | . | S26 | . | T030 | 0.06 | 56.9198
DK_CA_Aab | . | S26 | . | T031 | 0.12 | 113.8397
DK_CA_Aab | . | S26 | . | T032 | 0.12 | 113.8397
DK_CA_Aab | . | S26 | . | T033 | 0.19 | 180.2461
DK_CA_Aab | . | S26 | . | T034 | 0.19 | 180.2461
DK_CA_Aab | . | S26 | . | T035 | 0.19 | 180.2461
DK_CA_Aab | . | S26 | . | T036 | 0.19 | 180.2461
DK_CA_Aab | . | S26 | . | T037 | 0.19 | 180.2461
DK_CA_Aab | . | S26 | . | T038 | 0.19 | 180.2461
DK_CA_Aab | . | S26 | . | T039 | 0.19 | 180.2461
DK_CA_Aab | . | S26 | . | T040 | 0.19 | 180.2461
DK_CA_Aab | . | S26 | . | T041 | 0.19 | 180.2461
DK_CA_Aab | . | S26 | . | T042 | 0.19 | 180.2461
DK_CA_Aab | . | S26 | . | T043 | 0.19 | 180.2461
DK_CA_Aab | . | S26 | . | T044 | 0.19 | 180.2461
DK_CA_Aab | . | S26 | . | T045 | 0.19 | 180.2461
DK_CA_Aab | . | S26 | . | T046 | 0.19 | 180.2461
DK_CA_Aab | . | S26 | . | T047 | 0.19 | 180.2461
DK_CA_Aab | . | S26 | . | T048 | 0.19 | 180.2461
DK_CA_Aab | . | S26 | . | T049 | 0.19 | 180.2461
DK_CA_Aab | . | S26 | . | T050 | 0.19 | 180.2461
DK_CA_Aab | . | S26 | . | T051 | 0.19 | 180.2461
DK_CA_Aab | . | S26 | . | T052 | 0.19 | 180.2461
DK_CA_Aab | . | S26 | . | T053 | 0.12 | 113.8397
DK_CA_Aab | . | S26 | . | T054 | 0.12 | 113.8397
DK_CA_Aab | . | S26 | . | T055 | 0.12 | 113.8397
DK_CA_Aab | . | S26 | . | T056 | 0.12 | 113.8397
DK_CA_Aab | . | S26 | . | T057 | 0.12 | 113.8397
DK_CA_Aab | . | S26 | . | T058 | 0.06 | 56.9198
DK_CA_Aab | . | S26 | . | T059 | 0.06 | 56.9198
DK_CA_Aab | . | S26 | . | T060 | 0.03 | 28.4599
DK_CA_Aab | . | S26 | . | T061 | 0.03 | 28.4599
DK_CA_Aab | . | S26 | . | T062 | 0 | 0
DK_CA_Aab | . | S26 | . | T063 | 0 | 0
DK_CA_Aab | . | S26 | . | T064 | 0 | 0
DK_CA_Aab | . | S26 | . | T065 | 0 | 0
DK_CA_Aab | . | S26 | . | T066 | 0 | 0
DK_CA_Aab | . | S26 | . | T067 | 0 | 0
DK_CA_Aab | . | S26 | . | T068 | 0 | 0
DK_CA_Aab | . | S26 | . | T069 | 0 | 0
DK_CA_Aab | . | S26 | . | T070 | 0.03 | 28.4599
DK_CA_Aab | . | S26 | . | T071 | 0.06 | 56.9198
DK_CA_Aab | . | S26 | . | T072 | 0.12 | 113.8397
DK_CA_Aab | . | S26 | . | T073 | 0.19 | 180.2461
DK_CA_Aab | . | S26 | . | T074 | 0.42 | 398.4388
DK_CA_Aab | . | S26 | . | T075 | 0.72 | 683.0379
DK_CA_Aab | . | S26 | . | T076 | 0.72 | 683.0379
DK_CA_Aab | . | S26 | . | T077 | 0.85 | 806.3642
DK_CA_Aab | . | S26 | . | T078 | 0.85 | 806.3642
DK_CA_Aab | . | S26 | . | T079 | 0.85 | 806.3642
DK_CA_Aab | . | S26 | . | T080 | 0.95 | 901.2306
DK_CA_Aab | . | S26 | . | T081 | 0.95 | 901.2306
DK_CA_Aab | . | S26 | . | T082 | 0.99 | 939.1772
DK_CA_Aab | . | S26 | . | T083 | 0.99 | 939.1772
DK_CA_Aab | . | S26 | . | T084 | 0.99 | 939.1772
DK_CA_Aab | . | S26 | . | T085 | 0.99 | 939.1772
DK_CA_Aab | . | S26 | . | T086 | 0.99 | 939.1772
DK_CA_Aab | . | S26 | . | T087 | 0.95 | 901.2306
DK_CA_Aab | . | S26 | . | T088 | 0.85 | 806.3642
DK_CA_Aab | . | S26 | . | T089 | 0.57 | 540.7384
DK_CA_Aab | . | S26 | . | T090 | 0.3 | 284.5991
DK_CA_Aab | . | S26 | . | T091 | 0.3 | 284.5991
DK_CA_Aab | . | S26 | . | T092 | 0.42 | 398.4388
DK_CA_Aab | . | S26 | . | T093 | 0.3 | 284.5991
DK_CA_Aab | . | S26 | . | T094 | 0.19 | 180.2461
DK_CA_Aab | . | S26 | . | T095 | 0.19 | 180.2461
DK_CA_Aab | . | S26 | . | T096 | 0.19 | 180.2461
DK_CA_Aab | . | S26 | . | T097 | 0.19 | 180.2461
DK_CA_Aab | . | S26 | . | T098 | 0.19 | 180.2461
DK_CA_Aab | . | S26 | . | T099 | 0.19 | 180.2461
DK_CA_Aab | . | S26 | . | T100 | 0.19 | 180.2461
DK_CA_Aab | . | S26 | . | T101 | 0.19 | 180.2461
DK_CA_Aab | . | S26 | . | T102 | 0.19 | 180.2461
DK_CA_Aab | . | S26 | . | T103 | 0.19 | 180.2461
DK_CA_Aab | . | S26 | . | T104 | 0.19 | 180.2461
DK_CA_Aab | . | S26 | . | T105 | 0.19 | 180.2461
DK_CA_Aab | . | S26 | . | T106 | 0.19 | 180.2461
DK_CA_Aab | . | S26 | . | T107 | 0.3 | 284.5991
DK_CA_Aab | . | S26 | . | T108 | 0.3 | 284.5991
DK_CA_Aab | . | S26 | . | T109 | 0.3 | 284.5991
DK_CA_Aab | . | S26 | . | T110 | 0.3 | 284.5991
DK_CA_Aab | . | S26 | . | T111 | 0.42 | 398.4388
DK_CA_Aab | . | S26 | . | T112 | 0.42 | 398.4388
DK_CA_Aab | . | S26 | . | T113 | 0.42 | 398.4388
DK_CA_Aab | . | S26 | . | T114 | 0.42 | 398.4388
DK_CA_Aab | . | S26 | . | T115 | 0.3 | 284.5991
DK_CA_Aab | . | S26 | . | T116 | 0.3 | 284.5991
DK_CA_Aab | . | S26 | . | T117 | 0.19 | 180.2461
DK_CA_Aab | . | S26 | . | T118 | 0.19 | 180.2461
DK_CA_Aab | . | S26 | . | T119 | 0.19 | 180.2461
DK_CA_Aab | . | S26 | . | T120 | 0.3 | 284.5991
DK_CA_Aab | . | S26 | . | T121 | 0.3 | 284.5991
DK_CA_Aab | . | S26 | . | T122 | 0.3 | 284.5991
DK_CA_Aab | . | S26 | . | T123 | 0.42 | 398.4388
DK_CA_Aab | . | S26 | . | T124 | 0.3 | 284.5991
DK_CA_Aab | . | S26 | . | T125 | 0.3 | 284.5991
DK_CA_Aab | . | S26 | . | T126 | 0.3 | 284.5991
DK_CA_Aab | . | S26 | . | T127 | 0.3 | 284.5991
DK_CA_Aab | . | S26 | . | T128 | 0.3 | 284.5991
DK_CA_Aab | . | S26 | . | T129 | 0.3 | 284.5991
DK_CA_Aab | . | S26 | . | T130 | 0.3 | 284.5991
DK_CA_Aab | . | S26 | . | T131 | 0.3 | 284.5991
DK_CA_Aab | . | S26 | . | T132 | 0.3 | 284.5991
DK_CA_Aab | . | S26 | . | T133 | 0.3 | 284.5991
DK_CA_Aab | . | S26 | . | T134 | 0.3 | 284.5991
DK_CA_Aab | . | S26 | . | T135 | 0.3 | 284.5991
DK_CA_Aab | . | S26 | . | T136 | 0.3 | 284.5991
DK_CA_Aab | . | S26 | . | T137 | 0.42 | 398.4388
DK_CA_Aab | . | S26 | . | T138 | 0.42 | 398.4388
DK_CA_Aab | . | S26 | . | T139 | 0.3 | 284.5991
DK_CA_Aab | . | S26 | . | T140 | 0.3 | 284.5991
DK_CA_Aab | . | S26 | . | T141 | 0.42 | 398.4388
DK_CA_Aab | . | S26 | . | T142 | 0.42 | 398.4388
DK_CA_Aab | . | S26 | . | T143 | 0.57 | 540.7384
DK_CA_Aab | . | S26 | . | T144 | 0.57 | 540.7384
DK_CA_Aab | . | S26 | . | T145 | 0.72 | 683.0379
DK_CA_Aab | . | S26 | . | T146 | 0.72 | 683.0379
DK_CA_Aab | . | S26 | . | T147 | 0.72 | 683.0379
DK_CA_Aab | . | S26 | . | T148 | 0.72 | 683.0379
DK_CA_Aab | . | S26 | . | T149 | 0.72 | 683.0379
DK_CA_Aab | . | S26 | . | T150 | 0.72 | 683.0379
DK_CA_Aab | . | S26 | . | T151 | 0.72 | 683.0379
DK_CA_Aab | . | S26 | . | T152 | 0.72 | 683.0379
DK_CA_Aab | . | S26 | . | T153 | 0.72 | 683.0379
DK_CA_Aab | . | S26 | . | T154 | 0.72 | 683.0379
DK_CA_Aab | . | S26 | . | T155 | 0.57 | 540.7384
DK_CA_Aab | . | S26 | . | T156 | 0.57 | 540.7384
DK_CA_Aab | . | S26 | . | T157 | 0.57 | 540.7384
DK_CA_Aab | . | S26 | . | T158 | 0.57 | 540.7384
DK_CA_Aab | . | S26 | . | T159 | 0.57 | 540.7384
DK_CA_Aab | . | S26 | . | T160 | 0.57 | 540.7384
DK_CA_Aab | . | S26 | . | T161 | 0.42 | 398.4388
DK_CA_Aab | . | S26 | . | T162 | 0.42 | 398.4388
DK_CA_Aab | . | S26 | . | T163 | 0.3 | 284.5991
DK_CA_Aab | . | S26 | . | T164 | 0.3 | 284.5991
DK_CA_Aab | . | S26 | . | T165 | 0.3 | 284.5991
DK_CA_Aab | . | S26 | . | T166 | 0.42 | 398.4388
DK_CA_Aab | . | S26 | . | T167 | 0.42 | 398.4388
DK_CA_Aab | . | S26 | . | T168 | 0.42 | 398.4388
DK_CA_Aab | . | S27 | . | T001 | 0.57 | 540.7384
DK_CA_Aab | . | S27 | . | T002 | 0.57 | 540.7384
DK_CA_Aab | . | S27 | . | T003 | 0.57 | 540.7384
DK_CA_Aab | . | S27 | . | T004 | 0.57 | 540.7384
DK_CA_Aab | . | S27 | . | T005 | 0.57 | 540.7384
DK_CA_Aab | . | S27 | . | T006 | 0.57 | 540.7384
DK_CA_Aab | . | S27 | . | T007 | 0.57 | 540.7384
DK_CA_Aab | . | S27 | . | T008 | 0.57 | 540.7384
DK_CA_Aab | . | S27 | . | T009 | 0.57 | 540.7384
DK_CA_Aab | . | S27 | . | T010 | 0.57 | 540.7384
DK_CA_Aab | . | S27 | . | T011 | 0.57 | 540.7384
DK_CA_Aab | . | S27 | . | T012 | 0.57 | 540.7384
DK_CA_Aab | . | S27 | . | T013 | 0.57 | 540.7384
DK_CA_Aab | . | S27 | . | T014 | 0.57 | 540.7384
DK_CA_Aab | . | S27 | . | T015 | 0.57 | 540.7384
DK_CA_Aab | . | S27 | . | T016 | 0.57 | 540.7384
DK_CA_Aab | . | S27 | . | T017 | 0.57 | 540.7384
DK_CA_Aab | . | S27 | . | T018 | 0.57 | 540.7384
DK_CA_Aab | . | S27 | . | T019 | 0.57 | 540.7384
DK_CA_Aab | . | S27 | . | T020 | 0.72 | 683.0379
DK_CA_Aab | . | S27 | . | T021 | 0.72 | 683.0379
DK_CA_Aab | . | S27 | . | T022 | 0.57 | 540.7384
DK_CA_Aab | . | S27 | . | T023 | 0.57 | 540.7384
DK_CA_Aab | . | S27 | . | T024 | 0.57 | 540.7384
DK_CA_Aab | . | S27 | . | T025 | 0.42 | 398.4388
DK_CA_Aab | . | S27 | . | T026 | 0.42 | 398.4388
DK_CA_Aab | . | S27 | . | T027 | 0.42 | 398.4388
DK_CA_Aab | . | S27 | . | T028 | 0.42 | 398.4388
DK_CA_Aab | . | S27 | . | T029 | 0.3 | 284.5991
DK_CA_Aab | . | S27 | . | T030 | 0.3 | 284.5991
DK_CA_Aab | . | S27 | . | T031 | 0.19 | 180.2461
DK_CA_Aab | . | S27 | . | T032 | 0.19 | 180.2461
DK_CA_Aab | . | S27 | . | T033 | 0.19 | 180.2461
DK_CA_Aab | . | S27 | . | T034 | 0.12 | 113.8397
DK_CA_Aab | . | S27 | . | T035 | 0.12 | 113.8397
DK_CA_Aab | . | S27 | . | T036 | 0.12 | 113.8397
DK_CA_Aab | . | S27 | . | T037 | 0.12 | 113.8397
DK_CA_Aab | . | S27 | . | T038 | 0.12 | 113.8397
DK_CA_Aab | . | S27 | . | T039 | 0.12 | 113.8397
DK_CA_Aab | . | S27 | . | T040 | 0.19 | 180.2461
DK_CA_Aab | . | S27 | . | T041 | 0.19 | 180.2461
DK_CA_Aab | . | S27 | . | T042 | 0.19 | 180.2461
DK_CA_Aab | . | S27 | . | T043 | 0.12 | 113.8397
DK_CA_Aab | . | S27 | . | T044 | 0.12 | 113.8397
DK_CA_Aab | . | S27 | . | T045 | 0.06 | 56.9198
DK_CA_Aab | . | S27 | . | T046 | 0.06 | 56.9198
DK_CA_Aab | . | S27 | . | T047 | 0.03 | 28.4599
DK_CA_Aab | . | S27 | . | T048 | 0.03 | 28.4599
DK_CA_Aab | . | S27 | . | T049 | 0.03 | 28.4599
DK_CA_Aab | . | S27 | . | T050 | 0 | 0
DK_CA_Aab | . | S27 | . | T051 | 0 | 0
DK_CA_Aab | . | S27 | . | T052 | 0 | 0
DK_CA_Aab | . | S27 | . | T053 | 0 | 0
DK_CA_Aab | . | S27 | . | T054 | 0 | 0
DK_CA_Aab | . | S27 | . | T055 | 0 | 0
DK_CA_Aab | . | S27 | . | T056 | 0 | 0
DK_CA_Aab | . | S27 | . | T057 | 0 | 0
DK_CA_Aab | . | S27 | . | T058 | 0 | 0
DK_CA_Aab | . | S27 | . | T059 | 0 | 0
DK_CA_Aab | . | S27 | . | T060 | 0 | 0
DK_CA_Aab | . | S27 | . | T061 | 0 | 0
DK_CA_Aab | . | S27 | . | T062 | 0 | 0
DK_CA_Aab | . | S27 | . | T063 | 0 | 0
DK_CA_Aab | . | S27 | . | T064 | 0 | 0
DK_CA_Aab | . | S27 | . | T065 | 0 | 0
DK_CA_Aab | . | S27 | . | T066 | 0 | 0
DK_CA_Aab | . | S27 | . | T067 | 0.03 | 28.4599
DK_CA_Aab | . | S27 | . | T068 | 0.06 | 56.9198
DK_CA_Aab | . | S27 | . | T069 | 0.12 | 113.8397
DK_CA_Aab | . | S27 | . | T070 | 0.3 | 284.5991
DK_CA_Aab | . | S27 | . | T071 | 0.42 | 398.4388
DK_CA_Aab | . | S27 | . | T072 | 0.57 | 540.7384
DK_CA_Aab | . | S27 | . | T073 | 0.72 | 683.0379
DK_CA_Aab | . | S27 | . | T074 | 0.72 | 683.0379
DK_CA_Aab | . | S27 | . | T075 | 0.72 | 683.0379
DK_CA_Aab | . | S27 | . | T076 | 0.72 | 683.0379
DK_CA_Aab | . | S27 | . | T077 | 0.72 | 683.0379
DK_CA_Aab | . | S27 | . | T078 | 0.72 | 683.0379
DK_CA_Aab | . | S27 | . | T079 | 0.72 | 683.0379
DK_CA_Aab | . | S27 | . | T080 | 0.72 | 683.0379
DK_CA_Aab | . | S27 | . | T081 | 0.72 | 683.0379
DK_CA_Aab | . | S27 | . | T082 | 0.72 | 683.0379
DK_CA_Aab | . | S27 | . | T083 | 0.72 | 683.0379
DK_CA_Aab | . | S27 | . | T084 | 0.72 | 683.0379
DK_CA_Aab | . | S27 | . | T085 | 0.72 | 683.0379
DK_CA_Aab | . | S27 | . | T086 | 0.72 | 683.0379
DK_CA_Aab | . | S27 | . | T087 | 0.72 | 683.0379
DK_CA_Aab | . | S27 | . | T088 | 0.72 | 683.0379
DK_CA_Aab | . | S27 | . | T089 | 0.85 | 806.3642
DK_CA_Aab | . | S27 | . | T090 | 0.95 | 901.2306
DK_CA_Aab | . | S27 | . | T091 | 0.99 | 939.1772
DK_CA_Aab | . | S27 | . | T092 | 0.95 | 901.2306
DK_CA_Aab | . | S27 | . | T093 | 0.95 | 901.2306
DK_CA_Aab | . | S27 | . | T094 | 0.95 | 901.2306
DK_CA_Aab | . | S27 | . | T095 | 0.85 | 806.3642
DK_CA_Aab | . | S27 | . | T096 | 0.85 | 806.3642
DK_CA_Aab | . | S27 | . | T097 | 0.72 | 683.0379
DK_CA_Aab | . | S27 | . | T098 | 0.72 | 683.0379
DK_CA_Aab | . | S27 | . | T099 | 0.72 | 683.0379
DK_CA_Aab | . | S27 | . | T100 | 0.57 | 540.7384
DK_CA_Aab | . | S27 | . | T101 | 0.57 | 540.7384
DK_CA_Aab | . | S27 | . | T102 | 0.57 | 540.7384
DK_CA_Aab | . | S27 | . | T103 | 0.57 | 540.7384
DK_CA_Aab | . | S27 | . | T104 | 0.57 | 540.7384
DK_CA_Aab | . | S27 | . | T105 | 0.57 | 540.7384
DK_CA_Aab | . | S27 | . | T106 | 0.57 | 540.7384
DK_CA_Aab | . | S27 | . | T107 | 0.57 | 540.7384
DK_CA_Aab | . | S27 | . | T108 | 0.57 | 540.7384
DK_CA_Aab | . | S27 | . | T109 | 0.42 | 398.4388
DK_CA_Aab | . | S27 | . | T110 | 0.42 | 398.4388
DK_CA_Aab | . | S27 | . | T111 | 0.42 | 398.4388
DK_CA_Aab | . | S27 | . | T112 | 0.42 | 398.4388
DK_CA_Aab | . | S27 | . | T113 | 0.42 | 398.4388
DK_CA_Aab | . | S27 | . | T114 | 0.57 | 540.7384
DK_CA_Aab | . | S27 | . | T115 | 0.72 | 683.0379
DK_CA_Aab | . | S27 | . | T116 | 0.72 | 683.0379
DK_CA_Aab | . | S27 | . | T117 | 0.85 | 806.3642
DK_CA_Aab | . | S27 | . | T118 | 0.95 | 901.2306
DK_CA_Aab | . | S27 | . | T119 | 0.95 | 901.2306
DK_CA_Aab | . | S27 | . | T120 | 0.85 | 806.3642
DK_CA_Aab | . | S27 | . | T121 | 0.85 | 806.3642
DK_CA_Aab | . | S27 | . | T122 | 0.85 | 806.3642
DK_CA_Aab | . | S27 | . | T123 | 0.85 | 806.3642
DK_CA_Aab | . | S27 | . | T124 | 0.72 | 683.0379
DK_CA_Aab | . | S27 | . | T125 | 0.72 | 683.0379
DK_CA_Aab | . | S27 | . | T126 | 0.72 | 683.0379
DK_CA_Aab | . | S27 | . | T127 | 0.57 | 540.7384
DK_CA_Aab | . | S27 | . | T128 | 0.72 | 683.0379
DK_CA_Aab | . | S27 | . | T129 | 0.72 | 683.0379
DK_CA_Aab | . | S27 | . | T130 | 0.72 | 683.0379
DK_CA_Aab | . | S27 | . | T131 | 0.72 | 683.0379
DK_CA_Aab | . | S27 | . | T132 | 0.57 | 540.7384
DK_CA_Aab | . | S27 | . | T133 | 0.57 | 540.7384
DK_CA_Aab | . | S27 | . | T134 | 0.57 | 540.7384
DK_CA_Aab | . | S27 | . | T135 | 0.42 | 398.4388
DK_CA_Aab | . | S27 | . | T136 | 0.42 | 398.4388
DK_CA_Aab | . | S27 | . | T137 | 0.57 | 540.7384
DK_CA_Aab | . | S27 | . | T138 | 0.57 | 540.7384
DK_CA_Aab | . | S27 | . | T139 | 0.72 | 683.0379
DK_CA_Aab | . | S27 | . | T140 | 0.85 | 806.3642
DK_CA_Aab | . | S27 | . | T141 | 0.85 | 806.3642
DK_CA_Aab | . | S27 | . | T142 | 0.95 | 901.2306
DK_CA_Aab | . | S27 | . | T143 | 0.95 | 901.2306
DK_CA_Aab | . | S27 | . | T144 | 0.95 | 901.2306
DK_CA_Aab | . | S27 | . | T145 | 0.95 | 901.2306
DK_CA_Aab | . | S27 | . | T146 | 0.85 | 806.3642
DK_CA_Aab | . | S27 | . | T147 | 0.85 | 806.3642
DK_CA_Aab | . | S27 | . | T148 | 0.95 | 901.2306
DK_CA_Aab | . | S27 | . | T149 | 0.95 | 901.2306
DK_CA_Aab | . | S27 | . | T150 | 0.99 | 939.1772
DK_CA_Aab | . | S27 | . | T151 | 0.99 | 939.1772
DK_CA_Aab | . | S27 | . | T152 | 0.99 | 939.1772
DK_CA_Aab | . | S27 | . | T153 | 1 | 948.6638
DK_CA_Aab | . | S27 | . | T154 | 1 | 948.6638
DK_CA_Aab | . | S27 | . | T155 | 1 | 948.6638
DK_CA_Aab | . | S27 | . | T156 | 1 | 948.6638
DK_CA_Aab | . | S27 | . | T157 | 1 | 948.6638
DK_CA_Aab | . | S27 | . | T158 | 1 | 948.6638
DK_CA_Aab | . | S27 | . | T159 | 1 | 948.6638
DK_CA_Aab | . | S27 | . | T160 | 0.95 | 901.2306
DK_CA_Aab | . | S27 | . | T161 | 0.85 | 806.3642
DK_CA_Aab | . | S27 | . | T162 | 0.72 | 683.0379
DK_CA_Aab | . | S27 | . | T163 | 0.57 | 540.7384
DK_CA_Aab | . | S27 | . | T164 | 0.19 | 180.2461
DK_CA_Aab | . | S27 | . | T165 | 0.19 | 180.2461
DK_CA_Aab | . | S27 | . | T166 | 0.19 | 180.2461
DK_CA_Aab | . | S27 | . | T167 | 0.19 | 180.2461
DK_CA_Aab | . | S27 | . | T168 | 0.19 | 180.2461
DK_CA_Aab | . | S28 | . | T001 | 0.19 | 180.2461
DK_CA_Aab | . | S28 | . | T002 | 0.3 | 284.5991
DK_CA_Aab | . | S28 | . | T003 | 0.3 | 284.5991
DK_CA_Aab | . | S28 | . | T004 | 0.19 | 180.2461
DK_CA_Aab | . | S28 | . | T005 | 0.19 | 180.2461
DK_CA_Aab | . | S28 | . | T006 | 0.12 | 113.8397
DK_CA_Aab | . | S28 | . | T007 | 0.06 | 56.9198
DK_CA_Aab | . | S28 | . | T008 | 0.03 | 28.4599
DK_CA_Aab | . | S28 | . | T009 | 0.06 | 56.9198
DK_CA_Aab | . | S28 | . | T010 | 0.06 | 56.9198
DK_CA_Aab | . | S28 | . | T011 | 0.12 | 113.8397
DK_CA_Aab | . | S28 | . | T012 | 0.19 | 180.2461
DK_CA_Aab | . | S28 | . | T013 | 0.12 | 113.8397
DK_CA_Aab | . | S28 | . | T014 | 0.19 | 180.2461
DK_CA_Aab | . | S28 | . | T015 | 0.3 | 284.5991
DK_CA_Aab | . | S28 | . | T016 | 0.42 | 398.4388
DK_CA_Aab | . | S28 | . | T017 | 0.42 | 398.4388
DK_CA_Aab | . | S28 | . | T018 | 0.42 | 398.4388
DK_CA_Aab | . | S28 | . | T019 | 0.42 | 398.4388
DK_CA_Aab | . | S28 | . | T020 | 0.42 | 398.4388
DK_CA_Aab | . | S28 | . | T021 | 0.57 | 540.7384
DK_CA_Aab | . | S28 | . | T022 | 0.57 | 540.7384
DK_CA_Aab | . | S28 | . | T023 | 0.57 | 540.7384
DK_CA_Aab | . | S28 | . | T024 | 0.72 | 683.0379
DK_CA_Aab | . | S28 | . | T025 | 0.72 | 683.0379
DK_CA_Aab | . | S28 | . | T026 | 0.85 | 806.3642
DK_CA_Aab | . | S28 | . | T027 | 0.85 | 806.3642
DK_CA_Aab | . | S28 | . | T028 | 0.85 | 806.3642
DK_CA_Aab | . | S28 | . | T029 | 0.72 | 683.0379
DK_CA_Aab | . | S28 | . | T030 | 0.72 | 683.0379
DK_CA_Aab | . | S28 | . | T031 | 0.72 | 683.0379
DK_CA_Aab | . | S28 | . | T032 | 0.57 | 540.7384
DK_CA_Aab | . | S28 | . | T033 | 0.42 | 398.4388
DK_CA_Aab | . | S28 | . | T034 | 0.42 | 398.4388
DK_CA_Aab | . | S28 | . | T035 | 0.3 | 284.5991
DK_CA_Aab | . | S28 | . | T036 | 0.3 | 284.5991
DK_CA_Aab | . | S28 | . | T037 | 0.3 | 284.5991
DK_CA_Aab | . | S28 | . | T038 | 0.19 | 180.2461
DK_CA_Aab | . | S28 | . | T039 | 0.12 | 113.8397
DK_CA_Aab | . | S28 | . | T040 | 0.12 | 113.8397
DK_CA_Aab | . | S28 | . | T041 | 0.12 | 113.8397
DK_CA_Aab | . | S28 | . | T042 | 0.12 | 113.8397
DK_CA_Aab | . | S28 | . | T043 | 0.12 | 113.8397
DK_CA_Aab | . | S28 | . | T044 | 0.06 | 56.9198
DK_CA_Aab | . | S28 | . | T045 | 0.06 | 56.9198
DK_CA_Aab | . | S28 | . | T046 | 0.12 | 113.8397
DK_CA_Aab | . | S28 | . | T047 | 0.12 | 113.8397
DK_CA_Aab | . | S28 | . | T048 | 0.12 | 113.8397
DK_CA_Aab | . | S28 | . | T049 | 0.12 | 113.8397
DK_CA_Aab | . | S28 | . | T050 | 0.12 | 113.8397
DK_CA_Aab | . | S28 | . | T051 | 0.12 | 113.8397
DK_CA_Aab | . | S28 | . | T052 | 0.06 | 56.9198
DK_CA_Aab | . | S28 | . | T053 | 0.12 | 113.8397
DK_CA_Aab | . | S28 | . | T054 | 0.12 | 113.8397
DK_CA_Aab | . | S28 | . | T055 | 0.12 | 113.8397
DK_CA_Aab | . | S28 | . | T056 | 0.12 | 113.8397
DK_CA_Aab | . | S28 | . | T057 | 0.12 | 113.8397
DK_CA_Aab | . | S28 | . | T058 | 0.19 | 180.2461
DK_CA_Aab | . | S28 | . | T059 | 0.3 | 284.5991
DK_CA_Aab | . | S28 | . | T060 | 0.42 | 398.4388
DK_CA_Aab | . | S28 | . | T061 | 0.57 | 540.7384
DK_CA_Aab | . | S28 | . | T062 | 0.72 | 683.0379
DK_CA_Aab | . | S28 | . | T063 | 0.72 | 683.0379
DK_CA_Aab | . | S28 | . | T064 | 0.72 | 683.0379
DK_CA_Aab | . | S28 | . | T065 | 0.72 | 683.0379
DK_CA_Aab | . | S28 | . | T066 | 0.72 | 683.0379
DK_CA_Aab | . | S28 | . | T067 | 0.72 | 683.0379
DK_CA_Aab | . | S28 | . | T068 | 0.72 | 683.0379
DK_CA_Aab | . | S28 | . | T069 | 0.72 | 683.0379
DK_CA_Aab | . | S28 | . | T070 | 0.85 | 806.3642
DK_CA_Aab | . | S28 | . | T071 | 0.85 | 806.3642
DK_CA_Aab | . | S28 | . | T072 | 0.85 | 806.3642
DK_CA_Aab | . | S28 | . | T073 | 0.85 | 806.3642
DK_CA_Aab | . | S28 | . | T074 | 0.95 | 901.2306
DK_CA_Aab | . | S28 | . | T075 | 0.95 | 901.2306
DK_CA_Aab | . | S28 | . | T076 | 0.95 | 901.2306
DK_CA_Aab | . | S28 | . | T077 | 0.99 | 939.1772
DK_CA_Aab | . | S28 | . | T078 | 0.99 | 939.1772
DK_CA_Aab | . | S28 | . | T079 | 0.99 | 939.1772
DK_CA_Aab | . | S28 | . | T080 | 0.99 | 939.1772
DK_CA_Aab | . | S28 | . | T081 | 0.99 | 939.1772
DK_CA_Aab | . | S28 | . | T082 | 0.95 | 901.2306
DK_CA_Aab | . | S28 | . | T083 | 0.85 | 806.3642
DK_CA_Aab | . | S28 | . | T084 | 0.85 | 806.3642
DK_CA_Aab | . | S28 | . | T085 | 0.85 | 806.3642
DK_CA_Aab | . | S28 | . | T086 | 0.85 | 806.3642
DK_CA_Aab | . | S28 | . | T087 | 0.95 | 901.2306
DK_CA_Aab | . | S28 | . | T088 | 0.95 | 901.2306
DK_CA_Aab | . | S28 | . | T089 | 0.99 | 939.1772
DK_CA_Aab | . | S28 | . | T090 | 1 | 948.6638
DK_CA_Aab | . | S28 | . | T091 | 1 | 948.6638
DK_CA_Aab | . | S28 | . | T092 | 1 | 948.6638
DK_CA_Aab | . | S28 | . | T093 | 1 | 948.6638
DK_CA_Aab | . | S28 | . | T094 | 1 | 948.6638
DK_CA_Aab | . | S28 | . | T095 | 1 | 948.6638
DK_CA_Aab | . | S28 | . | T096 | 1 | 948.6638
DK_CA_Aab | . | S28 | . | T097 | 1 | 948.6638
DK_CA_Aab | . | S28 | . | T098 | 1 | 948.6638
DK_CA_Aab | . | S28 | . | T099 | 1 | 948.6638
DK_CA_Aab | . | S28 | . | T100 | 1 | 948.6638
DK_CA_Aab | . | S28 | . | T101 | 1 | 948.6638
DK_CA_Aab | . | S28 | . | T102 | 1 | 948.6638
DK_CA_Aab | . | S28 | . | T103 | 1 | 948.6638
DK_CA_Aab | . | S28 | . | T104 | 1 | 948.6638
DK_CA_Aab | . | S28 | . | T105 | 1 | 948.6638
DK_CA_Aab | . | S28 | . | T106 | 1 | 948.6638
DK_CA_Aab | . | S28 | . | T107 | 1 | 948.6638
DK_CA_Aab | . | S28 | . | T108 | 1 | 948.6638
DK_CA_Aab | . | S28 | . | T109 | 1 | 948.6638
DK_CA_Aab | . | S28 | . | T110 | 1 | 948.6638
DK_CA_Aab | . | S28 | . | T111 | 1 | 948.6638
DK_CA_Aab | . | S28 | . | T112 | 0.99 | 939.1772
DK_CA_Aab | . | S28 | . | T113 | 0.99 | 939.1772
DK_CA_Aab | . | S28 | . | T114 | 0.99 | 939.1772
DK_CA_Aab | . | S28 | . | T115 | 0.95 | 901.2306
DK_CA_Aab | . | S28 | . | T116 | 0.99 | 939.1772
DK_CA_Aab | . | S28 | . | T117 | 0.95 | 901.2306
DK_CA_Aab | . | S28 | . | T118 | 0.95 | 901.2306
DK_CA_Aab | . | S28 | . | T119 | 0.95 | 901.2306
DK_CA_Aab | . | S28 | . | T120 | 0.95 | 901.2306
DK_CA_Aab | . | S28 | . | T121 | 0.99 | 939.1772
DK_CA_Aab | . | S28 | . | T122 | 0.99 | 939.1772
DK_CA_Aab | . | S28 | . | T123 | 0.99 | 939.1772
DK_CA_Aab | . | S28 | . | T124 | 0.99 | 939.1772
DK_CA_Aab | . | S28 | . | T125 | 0.99 | 939.1772
DK_CA_Aab | . | S28 | . | T126 | 0.99 | 939.1772
DK_CA_Aab | . | S28 | . | T127 | 0.99 | 939.1772
DK_CA_Aab | . | S28 | . | T128 | 0.99 | 939.1772
DK_CA_Aab | . | S28 | . | T129 | 0.99 | 939.1772
DK_CA_Aab | . | S28 | . | T130 | 0.95 | 901.2306
DK_CA_Aab | . | S28 | . | T131 | 0.85 | 806.3642
DK_CA_Aab | . | S28 | . | T132 | 0.72 | 683.0379
DK_CA_Aab | . | S28 | . | T133 | 0.57 | 540.7384
DK_CA_Aab | . | S28 | . | T134 | 0.42 | 398.4388
DK_CA_Aab | . | S28 | . | T135 | 0.42 | 398.4388
DK_CA_Aab | . | S28 | . | T136 | 0.3 | 284.5991
DK_CA_Aab | . | S28 | . | T137 | 0.3 | 284.5991
DK_CA_Aab | . | S28 | . | T138 | 0.3 | 284.5991
DK_CA_Aab | . | S28 | . | T139 | 0.19 | 180.2461
DK_CA_Aab | . | S28 | . | T140 | 0.19 | 180.2461
DK_CA_Aab | . | S28 | . | T141 | 0.12 | 113.8397
DK_CA_Aab | . | S28 | . | T142 | 0.12 | 113.8397
DK_CA_Aab | . | S28 | . | T143 | 0.12 | 113.8397
DK_CA_Aab | . | S28 | . | T144 | 0.12 | 113.8397
DK_CA_Aab | . | S28 | . | T145 | 0.12 | 113.8397
DK_CA_Aab | . | S28 | . | T146 | 0.12 | 113.8397
DK_CA_Aab | . | S28 | . | T147 | 0.06 | 56.9198
DK_CA_Aab | . | S28 | . | T148 | 0.06 | 56.9198
DK_CA_Aab | . | S28 | . | T149 | 0.03 | 28.4599
DK_CA_Aab | . | S28 | . | T150 | 0.03 | 28.4599
DK_CA_Aab | . | S28 | . | T151 | 0.03 | 28.4599
DK_CA_Aab | . | S28 | . | T152 | 0.12 | 113.8397
DK_CA_Aab | . | S28 | . | T153 | 0.06 | 56.9198
DK_CA_Aab | . | S28 | . | T154 | 0.06 | 56.9198
DK_CA_Aab | . | S28 | . | T155 | 0.06 | 56.9198
DK_CA_Aab | . | S28 | . | T156 | 0.06 | 56.9198
DK_CA_Aab | . | S28 | . | T157 | 0.06 | 56.9198
DK_CA_Aab | . | S28 | . | T158 | 0.12 | 113.8397
DK_CA_Aab | . | S28 | . | T159 | 0.12 | 113.8397
DK_CA_Aab | . | S28 | . | T160 | 0.06 | 56.9198
DK_CA_Aab | . | S28 | . | T161 | 0.06 | 56.9198
DK_CA_Aab | . | S28 | . | T162 | 0.06 | 56.9198
DK_CA_Aab | . | S28 | . | T163 | 0.06 | 56.9198
DK_CA_Aab | . | S28 | . | T164 | 0.12 | 113.8397
DK_CA_Aab | . | S28 | . | T165 | 0.06 | 56.9198
DK_CA_Aab | . | S28 | . | T166 | 0 | 0
DK_CA_Aab | . | S28 | . | T167 | 0 | 0
DK_CA_Aab | . | S28 | . | T168 | 0 | 0
DK_CA_Aab | . | S29 | . | T001 | 0 | 0
DK_CA_Aab | . | S29 | . | T002 | 0.06 | 56.9198
DK_CA_Aab | . | S29 | . | T003 | 0.3 | 284.5991
DK_CA_Aab | . | S29 | . | T004 | 0.42 | 398.4388
DK_CA_Aab | . | S29 | . | T005 | 0.42 | 398.4388
DK_CA_Aab | . | S29 | . | T006 | 0.57 | 540.7384
DK_CA_Aab | . | S29 | . | T007 | 0.57 | 540.7384
DK_CA_Aab | . | S29 | . | T008 | 0.57 | 540.7384
DK_CA_Aab | . | S29 | . | T009 | 0.57 | 540.7384
DK_CA_Aab | . | S29 | . | T010 | 0.57 | 540.7384
DK_CA_Aab | . | S29 | . | T011 | 0.57 | 540.7384
DK_CA_Aab | . | S29 | . | T012 | 0.42 | 398.4388
DK_CA_Aab | . | S29 | . | T013 | 0.42 | 398.4388
DK_CA_Aab | . | S29 | . | T014 | 0.42 | 398.4388
DK_CA_Aab | . | S29 | . | T015 | 0.3 | 284.5991
DK_CA_Aab | . | S29 | . | T016 | 0.3 | 284.5991
DK_CA_Aab | . | S29 | . | T017 | 0.19 | 180.2461
DK_CA_Aab | . | S29 | . | T018 | 0.19 | 180.2461
DK_CA_Aab | . | S29 | . | T019 | 0.12 | 113.8397
DK_CA_Aab | . | S29 | . | T020 | 0.12 | 113.8397
DK_CA_Aab | . | S29 | . | T021 | 0.12 | 113.8397
DK_CA_Aab | . | S29 | . | T022 | 0.06 | 56.9198
DK_CA_Aab | . | S29 | . | T023 | 0.06 | 56.9198
DK_CA_Aab | . | S29 | . | T024 | 0.03 | 28.4599
DK_CA_Aab | . | S29 | . | T025 | 0.03 | 28.4599
DK_CA_Aab | . | S29 | . | T026 | 0 | 0
DK_CA_Aab | . | S29 | . | T027 | 0 | 0
DK_CA_Aab | . | S29 | . | T028 | 0 | 0
DK_CA_Aab | . | S29 | . | T029 | 0 | 0
DK_CA_Aab | . | S29 | . | T030 | 0 | 0
DK_CA_Aab | . | S29 | . | T031 | 0.03 | 28.4599
DK_CA_Aab | . | S29 | . | T032 | 0 | 0
DK_CA_Aab | . | S29 | . | T033 | 0 | 0
DK_CA_Aab | . | S29 | . | T034 | 0 | 0
DK_CA_Aab | . | S29 | . | T035 | 0 | 0
DK_CA_Aab | . | S29 | . | T036 | 0 | 0
DK_CA_Aab | . | S29 | . | T037 | 0 | 0
DK_CA_Aab | . | S29 | . | T038 | 0 | 0
DK_CA_Aab | . | S29 | . | T039 | 0 | 0
DK_CA_Aab | . | S29 | . | T040 | 0 | 0
DK_CA_Aab | . | S29 | . | T041 | 0.03 | 28.4599
DK_CA_Aab | . | S29 | . | T042 | 0.06 | 56.9198
DK_CA_Aab | . | S29 | . | T043 | 0.12 | 113.8397
DK_CA_Aab | . | S29 | . | T044 | 0.19 | 180.2461
DK_CA_Aab | . | S29 | . | T045 | 0.19 | 180.2461
DK_CA_Aab | . | S29 | . | T046 | 0.19 | 180.2461
DK_CA_Aab | . | S29 | . | T047 | 0.12 | 113.8397
DK_CA_Aab | . | S29 | . | T048 | 0.12 | 113.8397
DK_CA_Aab | . | S29 | . | T049 | 0.06 | 56.9198
DK_CA_Aab | . | S29 | . | T050 | 0.06 | 56.9198
DK_CA_Aab | . | S29 | . | T051 | 0.06 | 56.9198
DK_CA_Aab | . | S29 | . | T052 | 0.06 | 56.9198
DK_CA_Aab | . | S29 | . | T053 | 0.06 | 56.9198
DK_CA_Aab | . | S29 | . | T054 | 0.03 | 28.4599
DK_CA_Aab | . | S29 | . | T055 | 0.03 | 28.4599
DK_CA_Aab | . | S29 | . | T056 | 0.03 | 28.4599
DK_CA_Aab | . | S29 | . | T057 | 0 | 0
DK_CA_Aab | . | S29 | . | T058 | 0 | 0
DK_CA_Aab | . | S29 | . | T059 | 0 | 0
DK_CA_Aab | . | S29 | . | T060 | 0 | 0
DK_CA_Aab | . | S29 | . | T061 | 0 | 0
DK_CA_Aab | . | S29 | . | T062 | 0 | 0
DK_CA_Aab | . | S29 | . | T063 | 0 | 0
DK_CA_Aab | . | S29 | . | T064 | 0 | 0
DK_CA_Aab | . | S29 | . | T065 | 0.03 | 28.4599
DK_CA_Aab | . | S29 | . | T066 | 0.06 | 56.9198
DK_CA_Aab | . | S29 | . | T067 | 0.12 | 113.8397
DK_CA_Aab | . | S29 | . | T068 | 0.19 | 180.2461
DK_CA_Aab | . | S29 | . | T069 | 0.3 | 284.5991
DK_CA_Aab | . | S29 | . | T070 | 0.3 | 284.5991
DK_CA_Aab | . | S29 | . | T071 | 0.3 | 284.5991
DK_CA_Aab | . | S29 | . | T072 | 0.3 | 284.5991
DK_CA_Aab | . | S29 | . | T073 | 0.3 | 284.5991
DK_CA_Aab | . | S29 | . | T074 | 0.3 | 284.5991
DK_CA_Aab | . | S29 | . | T075 | 0.42 | 398.4388
DK_CA_Aab | . | S29 | . | T076 | 0.42 | 398.4388
DK_CA_Aab | . | S29 | . | T077 | 0.57 | 540.7384
DK_CA_Aab | . | S29 | . | T078 | 0.57 | 540.7384
DK_CA_Aab | . | S29 | . | T079 | 0.57 | 540.7384
DK_CA_Aab | . | S29 | . | T080 | 0.72 | 683.0379
DK_CA_Aab | . | S29 | . | T081 | 0.72 | 683.0379
DK_CA_Aab | . | S29 | . | T082 | 0.72 | 683.0379
DK_CA_Aab | . | S29 | . | T083 | 0.72 | 683.0379
DK_CA_Aab | . | S29 | . | T084 | 0.72 | 683.0379
DK_CA_Aab | . | S29 | . | T085 | 0.72 | 683.0379
DK_CA_Aab | . | S29 | . | T086 | 0.57 | 540.7384
DK_CA_Aab | . | S29 | . | T087 | 0.72 | 683.0379
DK_CA_Aab | . | S29 | . | T088 | 0.57 | 540.7384
DK_CA_Aab | . | S29 | . | T089 | 0.3 | 284.5991
DK_CA_Aab | . | S29 | . | T090 | 0.3 | 284.5991
DK_CA_Aab | . | S29 | . | T091 | 0.3 | 284.5991
DK_CA_Aab | . | S29 | . | T092 | 0.19 | 180.2461
DK_CA_Aab | . | S29 | . | T093 | 0.3 | 284.5991
DK_CA_Aab | . | S29 | . | T094 | 0.42 | 398.4388
DK_CA_Aab | . | S29 | . | T095 | 0.42 | 398.4388
DK_CA_Aab | . | S29 | . | T096 | 0.42 | 398.4388
DK_CA_Aab | . | S29 | . | T097 | 0.42 | 398.4388
DK_CA_Aab | . | S29 | . | T098 | 0.3 | 284.5991
DK_CA_Aab | . | S29 | . | T099 | 0.19 | 180.2461
DK_CA_Aab | . | S29 | . | T100 | 0.19 | 180.2461
DK_CA_Aab | . | S29 | . | T101 | 0.19 | 180.2461
DK_CA_Aab | . | S29 | . | T102 | 0.3 | 284.5991
DK_CA_Aab | . | S29 | . | T103 | 0.3 | 284.5991
DK_CA_Aab | . | S29 | . | T104 | 0.3 | 284.5991
DK_CA_Aab | . | S29 | . | T105 | 0.42 | 398.4388
DK_CA_Aab | . | S29 | . | T106 | 0.42 | 398.4388
DK_CA_Aab | . | S29 | . | T107 | 0.3 | 284.5991
DK_CA_Aab | . | S29 | . | T108 | 0.3 | 284.5991
DK_CA_Aab | . | S29 | . | T109 | 0.19 | 180.2461
DK_CA_Aab | . | S29 | . | T110 | 0.19 | 180.2461
DK_CA_Aab | . | S29 | . | T111 | 0.12 | 113.8397
DK_CA_Aab | . | S29 | . | T112 | 0.06 | 56.9198
DK_CA_Aab | . | S29 | . | T113 | 0.06 | 56.9198
DK_CA_Aab | . | S29 | . | T114 | 0.03 | 28.4599
DK_CA_Aab | . | S29 | . | T115 | 0.06 | 56.9198
DK_CA_Aab | . | S29 | . | T116 | 0.12 | 113.8397
DK_CA_Aab | . | S29 | . | T117 | 0.19 | 180.2461
DK_CA_Aab | . | S29 | . | T118 | 0.19 | 180.2461
DK_CA_Aab | . | S29 | . | T119 | 0.06 | 56.9198
DK_CA_Aab | . | S29 | . | T120 | 0.03 | 28.4599
DK_CA_Aab | . | S29 | . | T121 | 0.03 | 28.4599
DK_CA_Aab | . | S29 | . | T122 | 0.06 | 56.9198
DK_CA_Aab | . | S29 | . | T123 | 0.06 | 56.9198
DK_CA_Aab | . | S29 | . | T124 | 0.06 | 56.9198
DK_CA_Aab | . | S29 | . | T125 | 0.03 | 28.4599
DK_CA_Aab | . | S29 | . | T126 | 0.03 | 28.4599
DK_CA_Aab | . | S29 | . | T127 | 0.03 | 28.4599
DK_CA_Aab | . | S29 | . | T128 | 0 | 0
DK_CA_Aab | . | S29 | . | T129 | 0 | 0
DK_CA_Aab | . | S29 | . | T130 | 0 | 0
DK_CA_Aab | . | S29 | . | T131 | 0 | 0
DK_CA_Aab | . | S29 | . | T132 | 0 | 0
DK_CA_Aab | . | S29 | . | T133 | 0 | 0
DK_CA_Aab | . | S29 | . | T134 | 0.03 | 28.4599
DK_CA_Aab | . | S29 | . | T135 | 0.06 | 56.9198
DK_CA_Aab | . | S29 | . | T136 | 0.19 | 180.2461
DK_CA_Aab | . | S29 | . | T137 | 0.3 | 284.5991
DK_CA_Aab | . | S29 | . | T138 | 0.3 | 284.5991
DK_CA_Aab | . | S29 | . | T139 | 0.42 | 398.4388
DK_CA_Aab | . | S29 | . | T140 | 0.42 | 398.4388
DK_CA_Aab | . | S29 | . | T141 | 0.42 | 398.4388
DK_CA_Aab | . | S29 | . | T142 | 0.3 | 284.5991
DK_CA_Aab | . | S29 | . | T143 | 0.3 | 284.5991
DK_CA_Aab | . | S29 | . | T144 | 0.3 | 284.5991
DK_CA_Aab | . | S29 | . | T145 | 0.19 | 180.2461
DK_CA_Aab | . | S29 | . | T146 | 0.19 | 180.2461
DK_CA_Aab | . | S29 | . | T147 | 0.12 | 113.8397
DK_CA_Aab | . | S29 | . | T148 | 0.06 | 56.9198
DK_CA_Aab | . | S29 | . | T149 | 0.06 | 56.9198
DK_CA_Aab | . | S29 | . | T150 | 0.03 | 28.4599
DK_CA_Aab | . | S29 | . | T151 | 0.06 | 56.9198
DK_CA_Aab | . | S29 | . | T152 | 0.06 | 56.9198
DK_CA_Aab | . | S29 | . | T153 | 0.12 | 113.8397
DK_CA_Aab | . | S29 | . | T154 | 0.12 | 113.8397
DK_CA_Aab | . | S29 | . | T155 | 0.19 | 180.2461
DK_CA_Aab | . | S29 | . | T156 | 0.42 | 398.4388
DK_CA_Aab | . | S29 | . | T157 | 0.57 | 540.7384
DK_CA_Aab | . | S29 | . | T158 | 0.57 | 540.7384
DK_CA_Aab | . | S29 | . | T159 | 0.72 | 683.0379
DK_CA_Aab | . | S29 | . | T160 | 0.72 | 683.0379
DK_CA_Aab | . | S29 | . | T161 | 0.72 | 683.0379
DK_CA_Aab | . | S29 | . | T162 | 0.72 | 683.0379
DK_CA_Aab | . | S29 | . | T163 | 0.57 | 540.7384
DK_CA_Aab | . | S29 | . | T164 | 0.57 | 540.7384
DK_CA_Aab | . | S29 | . | T165 | 0.57 | 540.7384
DK_CA_Aab | . | S29 | . | T166 | 0.42 | 398.4388
DK_CA_Aab | . | S29 | . | T167 | 0.57 | 540.7384
DK_CA_Aab | . | S29 | . | T168 | 0.42 | 398.4388
DK_CA_Aab | . | S30 | . | T001 | 0.42 | 398.4388
DK_CA_Aab | . | S30 | . | T002 | 0.42 | 398.4388
DK_CA_Aab | . | S30 | . | T003 | 0.42 | 398.4388
DK_CA_Aab | . | S30 | . | T004 | 0.42 | 398.4388
DK_CA_Aab | . | S30 | . | T005 | 0.42 | 398.4388
DK_CA_Aab | . | S30 | . | T006 | 0.42 | 398.4388
DK_CA_Aab | . | S30 | . | T007 | 0.42 | 398.4388
DK_CA_Aab | . | S30 | . | T008 | 0.42 | 398.4388
DK_CA_Aab | . | S30 | . | T009 | 0.42 | 398.4388
DK_CA_Aab | . | S30 | . | T010 | 0.42 | 398.4388
DK_CA_Aab | . | S30 | . | T011 | 0.42 | 398.4388
DK_CA_Aab | . | S30 | . | T012 | 0.42 | 398.4388
DK_CA_Aab | . | S30 | . | T013 | 0.42 | 398.4388
DK_CA_Aab | . | S30 | . | T014 | 0.42 | 398.4388
DK_CA_Aab | . | S30 | . | T015 | 0.3 | 284.5991
DK_CA_Aab | . | S30 | . | T016 | 0.3 | 284.5991
DK_CA_Aab | . | S30 | . | T017 | 0.3 | 284.5991
DK_CA_Aab | . | S30 | . | T018 | 0.19 | 180.2461
DK_CA_Aab | . | S30 | . | T019 | 0.19 | 180.2461
DK_CA_Aab | . | S30 | . | T020 | 0.19 | 180.2461
DK_CA_Aab | . | S30 | . | T021 | 0.19 | 180.2461
DK_CA_Aab | . | S30 | . | T022 | 0.12 | 113.8397
DK_CA_Aab | . | S30 | . | T023 | 0.06 | 56.9198
DK_CA_Aab | . | S30 | . | T024 | 0.06 | 56.9198
DK_CA_Aab | . | S30 | . | T025 | 0.03 | 28.4599
DK_CA_Aab | . | S30 | . | T026 | 0.03 | 28.4599
DK_CA_Aab | . | S30 | . | T027 | 0.03 | 28.4599
DK_CA_Aab | . | S30 | . | T028 | 0.03 | 28.4599
DK_CA_Aab | . | S30 | . | T029 | 0.03 | 28.4599
DK_CA_Aab | . | S30 | . | T030 | 0 | 0
DK_CA_Aab | . | S30 | . | T031 | 0 | 0
DK_CA_Aab | . | S30 | . | T032 | 0 | 0
DK_CA_Aab | . | S30 | . | T033 | 0 | 0
DK_CA_Aab | . | S30 | . | T034 | 0 | 0
DK_CA_Aab | . | S30 | . | T035 | 0 | 0
DK_CA_Aab | . | S30 | . | T036 | 0 | 0
DK_CA_Aab | . | S30 | . | T037 | 0 | 0
DK_CA_Aab | . | S30 | . | T038 | 0 | 0
DK_CA_Aab | . | S30 | . | T039 | 0 | 0
DK_CA_Aab | . | S30 | . | T040 | 0 | 0
DK_CA_Aab | . | S30 | . | T041 | 0 | 0
DK_CA_Aab | . | S30 | . | T042 | 0 | 0
DK_CA_Aab | . | S30 | . | T043 | 0 | 0
DK_CA_Aab | . | S30 | . | T044 | 0.03 | 28.4599
DK_CA_Aab | . | S30 | . | T045 | 0.03 | 28.4599
DK_CA_Aab | . | S30 | . | T046 | 0.06 | 56.9198
DK_CA_Aab | . | S30 | . | T047 | 0.12 | 113.8397
DK_CA_Aab | . | S30 | . | T048 | 0.19 | 180.2461
DK_CA_Aab | . | S30 | . | T049 | 0.19 | 180.2461
DK_CA_Aab | . | S30 | . | T050 | 0.19 | 180.2461
DK_CA_Aab | . | S30 | . | T051 | 0.19 | 180.2461
DK_CA_Aab | . | S30 | . | T052 | 0.12 | 113.8397
DK_CA_Aab | . | S30 | . | T053 | 0.06 | 56.9198
DK_CA_Aab | . | S30 | . | T054 | 0.06 | 56.9198
DK_CA_Aab | . | S30 | . | T055 | 0.06 | 56.9198
DK_CA_Aab | . | S30 | . | T056 | 0.06 | 56.9198
DK_CA_Aab | . | S30 | . | T057 | 0.06 | 56.9198
DK_CA_Aab | . | S30 | . | T058 | 0.03 | 28.4599
DK_CA_Aab | . | S30 | . | T059 | 0 | 0
DK_CA_Aab | . | S30 | . | T060 | 0 | 0
DK_CA_Aab | . | S30 | . | T061 | 0 | 0
DK_CA_Aab | . | S30 | . | T062 | 0 | 0
DK_CA_Aab | . | S30 | . | T063 | 0 | 0
DK_CA_Aab | . | S30 | . | T064 | 0.03 | 28.4599
DK_CA_Aab | . | S30 | . | T065 | 0.03 | 28.4599
DK_CA_Aab | . | S30 | . | T066 | 0.03 | 28.4599
DK_CA_Aab | . | S30 | . | T067 | 0.06 | 56.9198
DK_CA_Aab | . | S30 | . | T068 | 0.06 | 56.9198
DK_CA_Aab | . | S30 | . | T069 | 0.03 | 28.4599
DK_CA_Aab | . | S30 | . | T070 | 0.03 | 28.4599
DK_CA_Aab | . | S30 | . | T071 | 0.03 | 28.4599
DK_CA_Aab | . | S30 | . | T072 | 0.03 | 28.4599
DK_CA_Aab | . | S30 | . | T073 | 0.03 | 28.4599
DK_CA_Aab | . | S30 | . | T074 | 0.03 | 28.4599
DK_CA_Aab | . | S30 | . | T075 | 0.03 | 28.4599
DK_CA_Aab | . | S30 | . | T076 | 0.06 | 56.9198
DK_CA_Aab | . | S30 | . | T077 | 0.06 | 56.9198
DK_CA_Aab | . | S30 | . | T078 | 0.03 | 28.4599
DK_CA_Aab | . | S30 | . | T079 | 0.03 | 28.4599
DK_CA_Aab | . | S30 | . | T080 | 0.03 | 28.4599
DK_CA_Aab | . | S30 | . | T081 | 0 | 0
DK_CA_Aab | . | S30 | . | T082 | 0 | 0
DK_CA_Aab | . | S30 | . | T083 | 0 | 0
DK_CA_Aab | . | S30 | . | T084 | 0 | 0
DK_CA_Aab | . | S30 | . | T085 | 0 | 0
DK_CA_Aab | . | S30 | . | T086 | 0.03 | 28.4599
DK_CA_Aab | . | S30 | . | T087 | 0.03 | 28.4599
DK_CA_Aab | . | S30 | . | T088 | 0.06 | 56.9198
DK_CA_Aab | . | S30 | . | T089 | 0.06 | 56.9198
DK_CA_Aab | . | S30 | . | T090 | 0.12 | 113.8397
DK_CA_Aab | . | S30 | . | T091 | 0.12 | 113.8397
DK_CA_Aab | . | S30 | . | T092 | 0.12 | 113.8397
DK_CA_Aab | . | S30 | . | T093 | 0.12 | 113.8397
DK_CA_Aab | . | S30 | . | T094 | 0.06 | 56.9198
DK_CA_Aab | . | S30 | . | T095 | 0.06 | 56.9198
DK_CA_Aab | . | S30 | . | T096 | 0.06 | 56.9198
DK_CA_Aab | . | S30 | . | T097 | 0.03 | 28.4599
DK_CA_Aab | . | S30 | . | T098 | 0.03 | 28.4599
DK_CA_Aab | . | S30 | . | T099 | 0.03 | 28.4599
DK_CA_Aab | . | S30 | . | T100 | 0.03 | 28.4599
DK_CA_Aab | . | S30 | . | T101 | 0.03 | 28.4599
DK_CA_Aab | . | S30 | . | T102 | 0.03 | 28.4599
DK_CA_Aab | . | S30 | . | T103 | 0.03 | 28.4599
DK_CA_Aab | . | S30 | . | T104 | 0 | 0
DK_CA_Aab | . | S30 | . | T105 | 0 | 0
DK_CA_Aab | . | S30 | . | T106 | 0 | 0
DK_CA_Aab | . | S30 | . | T107 | 0 | 0
DK_CA_Aab | . | S30 | . | T108 | 0 | 0
DK_CA_Aab | . | S30 | . | T109 | 0 | 0
DK_CA_Aab | . | S30 | . | T110 | 0 | 0
DK_CA_Aab | . | S30 | . | T111 | 0 | 0
DK_CA_Aab | . | S30 | . | T112 | 0 | 0
DK_CA_Aab | . | S30 | . | T113 | 0 | 0
DK_CA_Aab | . | S30 | . | T114 | 0.03 | 28.4599
DK_CA_Aab | . | S30 | . | T115 | 0.06 | 56.9198
DK_CA_Aab | . | S30 | . | T116 | 0.06 | 56.9198
DK_CA_Aab | . | S30 | . | T117 | 0.12 | 113.8397
DK_CA_Aab | . | S30 | . | T118 | 0.12 | 113.8397
DK_CA_Aab | . | S30 | . | T119 | 0.12 | 113.8397
DK_CA_Aab | . | S30 | . | T120 | 0.12 | 113.8397
DK_CA_Aab | . | S30 | . | T121 | 0.12 | 113.8397
DK_CA_Aab | . | S30 | . | T122 | 0.12 | 113.8397
DK_CA_Aab | . | S30 | . | T123 | 0.12 | 113.8397
DK_CA_Aab | . | S30 | . | T124 | 0.12 | 113.8397
DK_CA_Aab | . | S30 | . | T125 | 0.19 | 180.2461
DK_CA_Aab | . | S30 | . | T126 | 0.19 | 180.2461
DK_CA_Aab | . | S30 | . | T127 | 0.19 | 180.2461
DK_CA_Aab | . | S30 | . | T128 | 0.12 | 113.8397
DK_CA_Aab | . | S30 | . | T129 | 0.06 | 56.9198
DK_CA_Aab | . | S30 | . | T130 | 0.06 | 56.9198
DK_CA_Aab | . | S30 | . | T131 | 0.06 | 56.9198
DK_CA_Aab | . | S30 | . | T132 | 0.12 | 113.8397
DK_CA_Aab | . | S30 | . | T133 | 0.12 | 113.8397
DK_CA_Aab | . | S30 | . | T134 | 0.12 | 113.8397
DK_CA_Aab | . | S30 | . | T135 | 0.06 | 56.9198
DK_CA_Aab | . | S30 | . | T136 | 0.03 | 28.4599
DK_CA_Aab | . | S30 | . | T137 | 0.03 | 28.4599
DK_CA_Aab | . | S30 | . | T138 | 0 | 0
DK_CA_Aab | . | S30 | . | T139 | 0 | 0
DK_CA_Aab | . | S30 | . | T140 | 0 | 0
DK_CA_Aab | . | S30 | . | T141 | 0 | 0
DK_CA_Aab | . | S30 | . | T142 | 0 | 0
DK_CA_Aab | . | S30 | . | T143 | 0 | 0
DK_CA_Aab | . | S30 | . | T144 | 0.03 | 28.4599
DK_CA_Aab | . | S30 | . | T145 | 0 | 0
DK_CA_Aab | . | S30 | . | T146 | 0 | 0
DK_CA_Aab | . | S30 | . | T147 | 0 | 0
DK_CA_Aab | . | S30 | . | T148 | 0 | 0
DK_CA_Aab | . | S30 | . | T149 | 0 | 0
DK_CA_Aab | . | S30 | . | T150 | 0 | 0
DK_CA_Aab | . | S30 | . | T151 | 0 | 0
DK_CA_Aab | . | S30 | . | T152 | 0 | 0
DK_CA_Aab | . | S30 | . | T153 | 0 | 0
DK_CA_Aab | . | S30 | . | T154 | 0 | 0
DK_CA_Aab | . | S30 | . | T155 | 0 | 0
DK_CA_Aab | . | S30 | . | T156 | 0 | 0
DK_CA_Aab | . | S30 | . | T157 | 0 | 0
DK_CA_Aab | . | S30 | . | T158 | 0.03 | 28.4599
DK_CA_Aab | . | S30 | . | T159 | 0.06 | 56.9198
DK_CA_Aab | . | S30 | . | T160 | 0.12 | 113.8397
DK_CA_Aab | . | S30 | . | T161 | 0.19 | 180.2461
DK_CA_Aab | . | S30 | . | T162 | 0.19 | 180.2461
DK_CA_Aab | . | S30 | . | T163 | 0.19 | 180.2461
DK_CA_Aab | . | S30 | . | T164 | 0.12 | 113.8397
DK_CA_Aab | . | S30 | . | T165 | 0.12 | 113.8397
DK_CA_Aab | . | S30 | . | T166 | 0.06 | 56.9198
DK_CA_Aab | . | S30 | . | T167 | 0.06 | 56.9198
DK_CA_Aab | . | S30 | . | T168 | 0.03 | 28.4599
DK_CA_Aab | . | S31 | . | T001 | 0.03 | 28.4599
DK_CA_Aab | . | S31 | . | T002 | 0.03 | 28.4599
DK_CA_Aab | . | S31 | . | T003 | 0.03 | 28.4599
DK_CA_Aab | . | S31 | . | T004 | 0.06 | 56.9198
DK_CA_Aab | . | S31 | . | T005 | 0.06 | 56.9198
DK_CA_Aab | . | S31 | . | T006 | 0.06 | 56.9198
DK_CA_Aab | . | S31 | . | T007 | 0.12 | 113.8397
DK_CA_Aab | . | S31 | . | T008 | 0.12 | 113.8397
DK_CA_Aab | . | S31 | . | T009 | 0.19 | 180.2461
DK_CA_Aab | . | S31 | . | T010 | 0.19 | 180.2461
DK_CA_Aab | . | S31 | . | T011 | 0.19 | 180.2461
DK_CA_Aab | . | S31 | . | T012 | 0.3 | 284.5991
DK_CA_Aab | . | S31 | . | T013 | 0.42 | 398.4388
DK_CA_Aab | . | S31 | . | T014 | 0.42 | 398.4388
DK_CA_Aab | . | S31 | . | T015 | 0.57 | 540.7384
DK_CA_Aab | . | S31 | . | T016 | 0.57 | 540.7384
DK_CA_Aab | . | S31 | . | T017 | 0.72 | 683.0379
DK_CA_Aab | . | S31 | . | T018 | 0.72 | 683.0379
DK_CA_Aab | . | S31 | . | T019 | 0.72 | 683.0379
DK_CA_Aab | . | S31 | . | T020 | 0.72 | 683.0379
DK_CA_Aab | . | S31 | . | T021 | 0.72 | 683.0379
DK_CA_Aab | . | S31 | . | T022 | 0.72 | 683.0379
DK_CA_Aab | . | S31 | . | T023 | 0.72 | 683.0379
DK_CA_Aab | . | S31 | . | T024 | 0.57 | 540.7384
DK_CA_Aab | . | S31 | . | T025 | 0.57 | 540.7384
DK_CA_Aab | . | S31 | . | T026 | 0.57 | 540.7384
DK_CA_Aab | . | S31 | . | T027 | 0.42 | 398.4388
DK_CA_Aab | . | S31 | . | T028 | 0.42 | 398.4388
DK_CA_Aab | . | S31 | . | T029 | 0.42 | 398.4388
DK_CA_Aab | . | S31 | . | T030 | 0.42 | 398.4388
DK_CA_Aab | . | S31 | . | T031 | 0.42 | 398.4388
DK_CA_Aab | . | S31 | . | T032 | 0.57 | 540.7384
DK_CA_Aab | . | S31 | . | T033 | 0.57 | 540.7384
DK_CA_Aab | . | S31 | . | T034 | 0.57 | 540.7384
DK_CA_Aab | . | S31 | . | T035 | 0.57 | 540.7384
DK_CA_Aab | . | S31 | . | T036 | 0.57 | 540.7384
DK_CA_Aab | . | S31 | . | T037 | 0.57 | 540.7384
DK_CA_Aab | . | S31 | . | T038 | 0.57 | 540.7384
DK_CA_Aab | . | S31 | . | T039 | 0.57 | 540.7384
DK_CA_Aab | . | S31 | . | T040 | 0.57 | 540.7384
DK_CA_Aab | . | S31 | . | T041 | 0.57 | 540.7384
DK_CA_Aab | . | S31 | . | T042 | 0.57 | 540.7384
DK_CA_Aab | . | S31 | . | T043 | 0.42 | 398.4388
DK_CA_Aab | . | S31 | . | T044 | 0.42 | 398.4388
DK_CA_Aab | . | S31 | . | T045 | 0.42 | 398.4388
DK_CA_Aab | . | S31 | . | T046 | 0.42 | 398.4388
DK_CA_Aab | . | S31 | . | T047 | 0.3 | 284.5991
DK_CA_Aab | . | S31 | . | T048 | 0.3 | 284.5991
DK_CA_Aab | . | S31 | . | T049 | 0.3 | 284.5991
DK_CA_Aab | . | S31 | . | T050 | 0.19 | 180.2461
DK_CA_Aab | . | S31 | . | T051 | 0.19 | 180.2461
DK_CA_Aab | . | S31 | . | T052 | 0.12 | 113.8397
DK_CA_Aab | . | S31 | . | T053 | 0.06 | 56.9198
DK_CA_Aab | . | S31 | . | T054 | 0.03 | 28.4599
DK_CA_Aab | . | S31 | . | T055 | 0 | 0
DK_CA_Aab | . | S31 | . | T056 | 0 | 0
DK_CA_Aab | . | S31 | . | T057 | 0 | 0
DK_CA_Aab | . | S31 | . | T058 | 0 | 0
DK_CA_Aab | . | S31 | . | T059 | 0 | 0
DK_CA_Aab | . | S31 | . | T060 | 0 | 0
DK_CA_Aab | . | S31 | . | T061 | 0 | 0
DK_CA_Aab | . | S31 | . | T062 | 0 | 0
DK_CA_Aab | . | S31 | . | T063 | 0 | 0
DK_CA_Aab | . | S31 | . | T064 | 0 | 0
DK_CA_Aab | . | S31 | . | T065 | 0.06 | 56.9198
DK_CA_Aab | . | S31 | . | T066 | 0.12 | 113.8397
DK_CA_Aab | . | S31 | . | T067 | 0.19 | 180.2461
DK_CA_Aab | . | S31 | . | T068 | 0.3 | 284.5991
DK_CA_Aab | . | S31 | . | T069 | 0.3 | 284.5991
DK_CA_Aab | . | S31 | . | T070 | 0.3 | 284.5991
DK_CA_Aab | . | S31 | . | T071 | 0.3 | 284.5991
DK_CA_Aab | . | S31 | . | T072 | 0.3 | 284.5991
DK_CA_Aab | . | S31 | . | T073 | 0.42 | 398.4388
DK_CA_Aab | . | S31 | . | T074 | 0.57 | 540.7384
DK_CA_Aab | . | S31 | . | T075 | 0.57 | 540.7384
DK_CA_Aab | . | S31 | . | T076 | 0.57 | 540.7384
DK_CA_Aab | . | S31 | . | T077 | 0.57 | 540.7384
DK_CA_Aab | . | S31 | . | T078 | 0.42 | 398.4388
DK_CA_Aab | . | S31 | . | T079 | 0.3 | 284.5991
DK_CA_Aab | . | S31 | . | T080 | 0.3 | 284.5991
DK_CA_Aab | . | S31 | . | T081 | 0.3 | 284.5991
DK_CA_Aab | . | S31 | . | T082 | 0.19 | 180.2461
DK_CA_Aab | . | S31 | . | T083 | 0.19 | 180.2461
DK_CA_Aab | . | S31 | . | T084 | 0.19 | 180.2461
DK_CA_Aab | . | S31 | . | T085 | 0.3 | 284.5991
DK_CA_Aab | . | S31 | . | T086 | 0.3 | 284.5991
DK_CA_Aab | . | S31 | . | T087 | 0.19 | 180.2461
DK_CA_Aab | . | S31 | . | T088 | 0.19 | 180.2461
DK_CA_Aab | . | S31 | . | T089 | 0.19 | 180.2461
DK_CA_Aab | . | S31 | . | T090 | 0.12 | 113.8397
DK_CA_Aab | . | S31 | . | T091 | 0.12 | 113.8397
DK_CA_Aab | . | S31 | . | T092 | 0.12 | 113.8397
DK_CA_Aab | . | S31 | . | T093 | 0.06 | 56.9198
DK_CA_Aab | . | S31 | . | T094 | 0.06 | 56.9198
DK_CA_Aab | . | S31 | . | T095 | 0.03 | 28.4599
DK_CA_Aab | . | S31 | . | T096 | 0.03 | 28.4599
DK_CA_Aab | . | S31 | . | T097 | 0.03 | 28.4599
DK_CA_Aab | . | S31 | . | T098 | 0.03 | 28.4599
DK_CA_Aab | . | S31 | . | T099 | 0.03 | 28.4599
DK_CA_Aab | . | S31 | . | T100 | 0.03 | 28.4599
DK_CA_Aab | . | S31 | . | T101 | 0.03 | 28.4599
DK_CA_Aab | . | S31 | . | T102 | 0.03 | 28.4599
DK_CA_Aab | . | S31 | . | T103 | 0.06 | 56.9198
DK_CA_Aab | . | S31 | . | T104 | 0.12 | 113.8397
DK_CA_Aab | . | S31 | . | T105 | 0.19 | 180.2461
DK_CA_Aab | . | S31 | . | T106 | 0.3 | 284.5991
DK_CA_Aab | . | S31 | . | T107 | 0.3 | 284.5991
DK_CA_Aab | . | S31 | . | T108 | 0.3 | 284.5991
DK_CA_Aab | . | S31 | . | T109 | 0.3 | 284.5991
DK_CA_Aab | . | S31 | . | T110 | 0.3 | 284.5991
DK_CA_Aab | . | S31 | . | T111 | 0.3 | 284.5991
DK_CA_Aab | . | S31 | . | T112 | 0.19 | 180.2461
DK_CA_Aab | . | S31 | . | T113 | 0.3 | 284.5991
DK_CA_Aab | . | S31 | . | T114 | 0.57 | 540.7384
DK_CA_Aab | . | S31 | . | T115 | 0.72 | 683.0379
DK_CA_Aab | . | S31 | . | T116 | 0.85 | 806.3642
DK_CA_Aab | . | S31 | . | T117 | 0.95 | 901.2306
DK_CA_Aab | . | S31 | . | T118 | 0.99 | 939.1772
DK_CA_Aab | . | S31 | . | T119 | 0.99 | 939.1772
DK_CA_Aab | . | S31 | . | T120 | 0.99 | 939.1772
DK_CA_Aab | . | S31 | . | T121 | 1 | 948.6638
DK_CA_Aab | . | S31 | . | T122 | 1 | 948.6638
DK_CA_Aab | . | S31 | . | T123 | 1 | 948.6638
DK_CA_Aab | . | S31 | . | T124 | 0.99 | 939.1772
DK_CA_Aab | . | S31 | . | T125 | 0.99 | 939.1772
DK_CA_Aab | . | S31 | . | T126 | 0.99 | 939.1772
DK_CA_Aab | . | S31 | . | T127 | 0.95 | 901.2306
DK_CA_Aab | . | S31 | . | T128 | 0.85 | 806.3642
DK_CA_Aab | . | S31 | . | T129 | 0.72 | 683.0379
DK_CA_Aab | . | S31 | . | T130 | 0.57 | 540.7384
DK_CA_Aab | . | S31 | . | T131 | 0.42 | 398.4388
DK_CA_Aab | . | S31 | . | T132 | 0.57 | 540.7384
DK_CA_Aab | . | S31 | . | T133 | 0.57 | 540.7384
DK_CA_Aab | . | S31 | . | T134 | 0.72 | 683.0379
DK_CA_Aab | . | S31 | . | T135 | 0.85 | 806.3642
DK_CA_Aab | . | S31 | . | T136 | 0.85 | 806.3642
DK_CA_Aab | . | S31 | . | T137 | 0.95 | 901.2306
DK_CA_Aab | . | S31 | . | T138 | 0.95 | 901.2306
DK_CA_Aab | . | S31 | . | T139 | 0.99 | 939.1772
DK_CA_Aab | . | S31 | . | T140 | 0.95 | 901.2306
DK_CA_Aab | . | S31 | . | T141 | 0.85 | 806.3642
DK_CA_Aab | . | S31 | . | T142 | 0.72 | 683.0379
DK_CA_Aab | . | S31 | . | T143 | 0.57 | 540.7384
DK_CA_Aab | . | S31 | . | T144 | 0.42 | 398.4388
DK_CA_Aab | . | S31 | . | T145 | 0.3 | 284.5991
DK_CA_Aab | . | S31 | . | T146 | 0.19 | 180.2461
DK_CA_Aab | . | S31 | . | T147 | 0.12 | 113.8397
DK_CA_Aab | . | S31 | . | T148 | 0.12 | 113.8397
DK_CA_Aab | . | S31 | . | T149 | 0.06 | 56.9198
DK_CA_Aab | . | S31 | . | T150 | 0.03 | 28.4599
DK_CA_Aab | . | S31 | . | T151 | 0.03 | 28.4599
DK_CA_Aab | . | S31 | . | T152 | 0.03 | 28.4599
DK_CA_Aab | . | S31 | . | T153 | 0.03 | 28.4599
DK_CA_Aab | . | S31 | . | T154 | 0 | 0
DK_CA_Aab | . | S31 | . | T155 | 0 | 0
DK_CA_Aab | . | S31 | . | T156 | 0 | 0
DK_CA_Aab | . | S31 | . | T157 | 0 | 0
DK_CA_Aab | . | S31 | . | T158 | 0.03 | 28.4599
DK_CA_Aab | . | S31 | . | T159 | 0.03 | 28.4599
DK_CA_Aab | . | S31 | . | T160 | 0.06 | 56.9198
DK_CA_Aab | . | S31 | . | T161 | 0.12 | 113.8397
DK_CA_Aab | . | S31 | . | T162 | 0.12 | 113.8397
DK_CA_Aab | . | S31 | . | T163 | 0.19 | 180.2461
DK_CA_Aab | . | S31 | . | T164 | 0.19 | 180.2461
DK_CA_Aab | . | S31 | . | T165 | 0.19 | 180.2461
DK_CA_Aab | . | S31 | . | T166 | 0.19 | 180.2461
DK_CA_Aab | . | S31 | . | T167 | 0.19 | 180.2461
DK_CA_Aab | . | S31 | . | T168 | 0.12 | 113.8397
DK_CA_Aab | . | S32 | . | T001 | 0.12 | 113.8397
DK_CA_Aab | . | S32 | . | T002 | 0.12 | 113.8397
DK_CA_Aab | . | S32 | . | T003 | 0.12 | 113.8397
DK_CA_Aab | . | S32 | . | T004 | 0.12 | 113.8397
DK_CA_Aab | . | S32 | . | T005 | 0.12 | 113.8397
DK_CA_Aab | . | S32 | . | T006 | 0.06 | 56.9198
DK_CA_Aab | . | S32 | . | T007 | 0.06 | 56.9198
DK_CA_Aab | . | S32 | . | T008 | 0.03 | 28.4599
DK_CA_Aab | . | S32 | . | T009 | 0.03 | 28.4599
DK_CA_Aab | . | S32 | . | T010 | 0.03 | 28.4599
DK_CA_Aab | . | S32 | . | T011 | 0.03 | 28.4599
DK_CA_Aab | . | S32 | . | T012 | 0.12 | 113.8397
DK_CA_Aab | . | S32 | . | T013 | 0.19 | 180.2461
DK_CA_Aab | . | S32 | . | T014 | 0.3 | 284.5991
DK_CA_Aab | . | S32 | . | T015 | 0.3 | 284.5991
DK_CA_Aab | . | S32 | . | T016 | 0.3 | 284.5991
DK_CA_Aab | . | S32 | . | T017 | 0.42 | 398.4388
DK_CA_Aab | . | S32 | . | T018 | 0.42 | 398.4388
DK_CA_Aab | . | S32 | . | T019 | 0.42 | 398.4388
DK_CA_Aab | . | S32 | . | T020 | 0.57 | 540.7384
DK_CA_Aab | . | S32 | . | T021 | 0.72 | 683.0379
DK_CA_Aab | . | S32 | . | T022 | 0.72 | 683.0379
DK_CA_Aab | . | S32 | . | T023 | 0.72 | 683.0379
DK_CA_Aab | . | S32 | . | T024 | 0.57 | 540.7384
DK_CA_Aab | . | S32 | . | T025 | 0.57 | 540.7384
DK_CA_Aab | . | S32 | . | T026 | 0.57 | 540.7384
DK_CA_Aab | . | S32 | . | T027 | 0.42 | 398.4388
DK_CA_Aab | . | S32 | . | T028 | 0.3 | 284.5991
DK_CA_Aab | . | S32 | . | T029 | 0.3 | 284.5991
DK_CA_Aab | . | S32 | . | T030 | 0.19 | 180.2461
DK_CA_Aab | . | S32 | . | T031 | 0.19 | 180.2461
DK_CA_Aab | . | S32 | . | T032 | 0.19 | 180.2461
DK_CA_Aab | . | S32 | . | T033 | 0.19 | 180.2461
DK_CA_Aab | . | S32 | . | T034 | 0.19 | 180.2461
DK_CA_Aab | . | S32 | . | T035 | 0.12 | 113.8397
DK_CA_Aab | . | S32 | . | T036 | 0.12 | 113.8397
DK_CA_Aab | . | S32 | . | T037 | 0.12 | 113.8397
DK_CA_Aab | . | S32 | . | T038 | 0.12 | 113.8397
DK_CA_Aab | . | S32 | . | T039 | 0.06 | 56.9198
DK_CA_Aab | . | S32 | . | T040 | 0.06 | 56.9198
DK_CA_Aab | . | S32 | . | T041 | 0.03 | 28.4599
DK_CA_Aab | . | S32 | . | T042 | 0.03 | 28.4599
DK_CA_Aab | . | S32 | . | T043 | 0 | 0
DK_CA_Aab | . | S32 | . | T044 | 0 | 0
DK_CA_Aab | . | S32 | . | T045 | 0 | 0
DK_CA_Aab | . | S32 | . | T046 | 0 | 0
DK_CA_Aab | . | S32 | . | T047 | 0 | 0
DK_CA_Aab | . | S32 | . | T048 | 0 | 0
DK_CA_Aab | . | S32 | . | T049 | 0 | 0
DK_CA_Aab | . | S32 | . | T050 | 0.03 | 28.4599
DK_CA_Aab | . | S32 | . | T051 | 0 | 0
DK_CA_Aab | . | S32 | . | T052 | 0 | 0
DK_CA_Aab | . | S32 | . | T053 | 0 | 0
DK_CA_Aab | . | S32 | . | T054 | 0.03 | 28.4599
DK_CA_Aab | . | S32 | . | T055 | 0.06 | 56.9198
DK_CA_Aab | . | S32 | . | T056 | 0.06 | 56.9198
DK_CA_Aab | . | S32 | . | T057 | 0.06 | 56.9198
DK_CA_Aab | . | S32 | . | T058 | 0.06 | 56.9198
DK_CA_Aab | . | S32 | . | T059 | 0.03 | 28.4599
DK_CA_Aab | . | S32 | . | T060 | 0 | 0
DK_CA_Aab | . | S32 | . | T061 | 0 | 0
DK_CA_Aab | . | S32 | . | T062 | 0 | 0
DK_CA_Aab | . | S32 | . | T063 | 0 | 0
DK_CA_Aab | . | S32 | . | T064 | 0 | 0
DK_CA_Aab | . | S32 | . | T065 | 0 | 0
DK_CA_Aab | . | S32 | . | T066 | 0 | 0
DK_CA_Aab | . | S32 | . | T067 | 0.03 | 28.4599
DK_CA_Aab | . | S32 | . | T068 | 0.06 | 56.9198
DK_CA_Aab | . | S32 | . | T069 | 0.19 | 180.2461
DK_CA_Aab | . | S32 | . | T070 | 0.42 | 398.4388
DK_CA_Aab | . | S32 | . | T071 | 0.72 | 683.0379
DK_CA_Aab | . | S32 | . | T072 | 0.85 | 806.3642
DK_CA_Aab | . | S32 | . | T073 | 0.99 | 939.1772
DK_CA_Aab | . | S32 | . | T074 | 0.99 | 939.1772
DK_CA_Aab | . | S32 | . | T075 | 0.99 | 939.1772
DK_CA_Aab | . | S32 | . | T076 | 0.95 | 901.2306
DK_CA_Aab | . | S32 | . | T077 | 0.85 | 806.3642
DK_CA_Aab | . | S32 | . | T078 | 0.72 | 683.0379
DK_CA_Aab | . | S32 | . | T079 | 0.57 | 540.7384
DK_CA_Aab | . | S32 | . | T080 | 0.57 | 540.7384
DK_CA_Aab | . | S32 | . | T081 | 0.72 | 683.0379
DK_CA_Aab | . | S32 | . | T082 | 0.72 | 683.0379
DK_CA_Aab | . | S32 | . | T083 | 0.85 | 806.3642
DK_CA_Aab | . | S32 | . | T084 | 0.85 | 806.3642
DK_CA_Aab | . | S32 | . | T085 | 0.95 | 901.2306
DK_CA_Aab | . | S32 | . | T086 | 0.95 | 901.2306
DK_CA_Aab | . | S32 | . | T087 | 0.99 | 939.1772
DK_CA_Aab | . | S32 | . | T088 | 0.99 | 939.1772
DK_CA_Aab | . | S32 | . | T089 | 1 | 948.6638
DK_CA_Aab | . | S32 | . | T090 | 1 | 948.6638
DK_CA_Aab | . | S32 | . | T091 | 1 | 948.6638
DK_CA_Aab | . | S32 | . | T092 | 1 | 948.6638
DK_CA_Aab | . | S32 | . | T093 | 1 | 948.6638
DK_CA_Aab | . | S32 | . | T094 | 1 | 948.6638
DK_CA_Aab | . | S32 | . | T095 | 1 | 948.6638
DK_CA_Aab | . | S32 | . | T096 | 1 | 948.6638
DK_CA_Aab | . | S32 | . | T097 | 1 | 948.6638
DK_CA_Aab | . | S32 | . | T098 | 1 | 948.6638
DK_CA_Aab | . | S32 | . | T099 | 1 | 948.6638
DK_CA_Aab | . | S32 | . | T100 | 1 | 948.6638
DK_CA_Aab | . | S32 | . | T101 | 1 | 948.6638
DK_CA_Aab | . | S32 | . | T102 | 1 | 948.6638
DK_CA_Aab | . | S32 | . | T103 | 1 | 948.6638
DK_CA_Aab | . | S32 | . | T104 | 1 | 948.6638
DK_CA_Aab | . | S32 | . | T105 | 1 | 948.6638
DK_CA_Aab | . | S32 | . | T106 | 1 | 948.6638
DK_CA_Aab | . | S32 | . | T107 | 1 | 948.6638
DK_CA_Aab | . | S32 | . | T108 | 0.99 | 939.1772
DK_CA_Aab | . | S32 | . | T109 | 0.99 | 939.1772
DK_CA_Aab | . | S32 | . | T110 | 0.99 | 939.1772
DK_CA_Aab | . | S32 | . | T111 | 0.95 | 901.2306
DK_CA_Aab | . | S32 | . | T112 | 0.95 | 901.2306
DK_CA_Aab | . | S32 | . | T113 | 0.95 | 901.2306
DK_CA_Aab | . | S32 | . | T114 | 0.95 | 901.2306
DK_CA_Aab | . | S32 | . | T115 | 0.95 | 901.2306
DK_CA_Aab | . | S32 | . | T116 | 0.85 | 806.3642
DK_CA_Aab | . | S32 | . | T117 | 0.85 | 806.3642
DK_CA_Aab | . | S32 | . | T118 | 0.72 | 683.0379
DK_CA_Aab | . | S32 | . | T119 | 0.72 | 683.0379
DK_CA_Aab | . | S32 | . | T120 | 0.57 | 540.7384
DK_CA_Aab | . | S32 | . | T121 | 0.57 | 540.7384
DK_CA_Aab | . | S32 | . | T122 | 0.57 | 540.7384
DK_CA_Aab | . | S32 | . | T123 | 0.42 | 398.4388
DK_CA_Aab | . | S32 | . | T124 | 0.42 | 398.4388
DK_CA_Aab | . | S32 | . | T125 | 0.42 | 398.4388
DK_CA_Aab | . | S32 | . | T126 | 0.3 | 284.5991
DK_CA_Aab | . | S32 | . | T127 | 0.3 | 284.5991
DK_CA_Aab | . | S32 | . | T128 | 0.3 | 284.5991
DK_CA_Aab | . | S32 | . | T129 | 0.42 | 398.4388
DK_CA_Aab | . | S32 | . | T130 | 0.42 | 398.4388
DK_CA_Aab | . | S32 | . | T131 | 0.42 | 398.4388
DK_CA_Aab | . | S32 | . | T132 | 0.57 | 540.7384
DK_CA_Aab | . | S32 | . | T133 | 0.57 | 540.7384
DK_CA_Aab | . | S32 | . | T134 | 0.72 | 683.0379
DK_CA_Aab | . | S32 | . | T135 | 0.72 | 683.0379
DK_CA_Aab | . | S32 | . | T136 | 0.85 | 806.3642
DK_CA_Aab | . | S32 | . | T137 | 0.85 | 806.3642
DK_CA_Aab | . | S32 | . | T138 | 0.85 | 806.3642
DK_CA_Aab | . | S32 | . | T139 | 0.85 | 806.3642
DK_CA_Aab | . | S32 | . | T140 | 0.85 | 806.3642
DK_CA_Aab | . | S32 | . | T141 | 0.85 | 806.3642
DK_CA_Aab | . | S32 | . | T142 | 0.85 | 806.3642
DK_CA_Aab | . | S32 | . | T143 | 0.85 | 806.3642
DK_CA_Aab | . | S32 | . | T144 | 0.85 | 806.3642
DK_CA_Aab | . | S32 | . | T145 | 0.85 | 806.3642
DK_CA_Aab | . | S32 | . | T146 | 0.85 | 806.3642
DK_CA_Aab | . | S32 | . | T147 | 0.72 | 683.0379
DK_CA_Aab | . | S32 | . | T148 | 0.57 | 540.7384
DK_CA_Aab | . | S32 | . | T149 | 0.57 | 540.7384
DK_CA_Aab | . | S32 | . | T150 | 0.57 | 540.7384
DK_CA_Aab | . | S32 | . | T151 | 0.57 | 540.7384
DK_CA_Aab | . | S32 | . | T152 | 0.57 | 540.7384
DK_CA_Aab | . | S32 | . | T153 | 0.57 | 540.7384
DK_CA_Aab | . | S32 | . | T154 | 0.57 | 540.7384
DK_CA_Aab | . | S32 | . | T155 | 0.57 | 540.7384
DK_CA_Aab | . | S32 | . | T156 | 0.57 | 540.7384
DK_CA_Aab | . | S32 | . | T157 | 0.57 | 540.7384
DK_CA_Aab | . | S32 | . | T158 | 0.42 | 398.4388
DK_CA_Aab | . | S32 | . | T159 | 0.42 | 398.4388
DK_CA_Aab | . | S32 | . | T160 | 0.57 | 540.7384
DK_CA_Aab | . | S32 | . | T161 | 0.57 | 540.7384
DK_CA_Aab | . | S32 | . | T162 | 0.57 | 540.7384
DK_CA_Aab | . | S32 | . | T163 | 0.57 | 540.7384
DK_CA_Aab | . | S32 | . | T164 | 0.72 | 683.0379
DK_CA_Aab | . | S32 | . | T165 | 0.72 | 683.0379
DK_CA_Aab | . | S32 | . | T166 | 0.85 | 806.3642
DK_CA_Aab | . | S32 | . | T167 | 0.85 | 806.3642
DK_CA_Aab | . | S32 | . | T168 | 0.95 | 901.2306
DK_CA_Aab | . | S33 | . | T001 | 0.95 | 901.2306
DK_CA_Aab | . | S33 | . | T002 | 0.99 | 939.1772
DK_CA_Aab | . | S33 | . | T003 | 0.99 | 939.1772
DK_CA_Aab | . | S33 | . | T004 | 1 | 948.6638
DK_CA_Aab | . | S33 | . | T005 | 1 | 948.6638
DK_CA_Aab | . | S33 | . | T006 | 1 | 948.6638
DK_CA_Aab | . | S33 | . | T007 | 0.99 | 939.1772
DK_CA_Aab | . | S33 | . | T008 | 0.99 | 939.1772
DK_CA_Aab | . | S33 | . | T009 | 0.95 | 901.2306
DK_CA_Aab | . | S33 | . | T010 | 0.95 | 901.2306
DK_CA_Aab | . | S33 | . | T011 | 0.85 | 806.3642
DK_CA_Aab | . | S33 | . | T012 | 0.85 | 806.3642
DK_CA_Aab | . | S33 | . | T013 | 0.85 | 806.3642
DK_CA_Aab | . | S33 | . | T014 | 0.72 | 683.0379
DK_CA_Aab | . | S33 | . | T015 | 0.57 | 540.7384
DK_CA_Aab | . | S33 | . | T016 | 0.57 | 540.7384
DK_CA_Aab | . | S33 | . | T017 | 0.57 | 540.7384
DK_CA_Aab | . | S33 | . | T018 | 0.57 | 540.7384
DK_CA_Aab | . | S33 | . | T019 | 0.57 | 540.7384
DK_CA_Aab | . | S33 | . | T020 | 0.42 | 398.4388
DK_CA_Aab | . | S33 | . | T021 | 0.42 | 398.4388
DK_CA_Aab | . | S33 | . | T022 | 0.42 | 398.4388
DK_CA_Aab | . | S33 | . | T023 | 0.42 | 398.4388
DK_CA_Aab | . | S33 | . | T024 | 0.3 | 284.5991
DK_CA_Aab | . | S33 | . | T025 | 0.3 | 284.5991
DK_CA_Aab | . | S33 | . | T026 | 0.42 | 398.4388
DK_CA_Aab | . | S33 | . | T027 | 0.3 | 284.5991
DK_CA_Aab | . | S33 | . | T028 | 0.3 | 284.5991
DK_CA_Aab | . | S33 | . | T029 | 0.3 | 284.5991
DK_CA_Aab | . | S33 | . | T030 | 0.19 | 180.2461
DK_CA_Aab | . | S33 | . | T031 | 0.19 | 180.2461
DK_CA_Aab | . | S33 | . | T032 | 0.3 | 284.5991
DK_CA_Aab | . | S33 | . | T033 | 0.19 | 180.2461
DK_CA_Aab | . | S33 | . | T034 | 0.19 | 180.2461
DK_CA_Aab | . | S33 | . | T035 | 0.3 | 284.5991
DK_CA_Aab | . | S33 | . | T036 | 0.3 | 284.5991
DK_CA_Aab | . | S33 | . | T037 | 0.42 | 398.4388
DK_CA_Aab | . | S33 | . | T038 | 0.42 | 398.4388
DK_CA_Aab | . | S33 | . | T039 | 0.57 | 540.7384
DK_CA_Aab | . | S33 | . | T040 | 0.57 | 540.7384
DK_CA_Aab | . | S33 | . | T041 | 0.57 | 540.7384
DK_CA_Aab | . | S33 | . | T042 | 0.57 | 540.7384
DK_CA_Aab | . | S33 | . | T043 | 0.57 | 540.7384
DK_CA_Aab | . | S33 | . | T044 | 0.57 | 540.7384
DK_CA_Aab | . | S33 | . | T045 | 0.57 | 540.7384
DK_CA_Aab | . | S33 | . | T046 | 0.57 | 540.7384
DK_CA_Aab | . | S33 | . | T047 | 0.57 | 540.7384
DK_CA_Aab | . | S33 | . | T048 | 0.57 | 540.7384
DK_CA_Aab | . | S33 | . | T049 | 0.57 | 540.7384
DK_CA_Aab | . | S33 | . | T050 | 0.72 | 683.0379
DK_CA_Aab | . | S33 | . | T051 | 0.72 | 683.0379
DK_CA_Aab | . | S33 | . | T052 | 0.57 | 540.7384
DK_CA_Aab | . | S33 | . | T053 | 0.57 | 540.7384
DK_CA_Aab | . | S33 | . | T054 | 0.57 | 540.7384
DK_CA_Aab | . | S33 | . | T055 | 0.57 | 540.7384
DK_CA_Aab | . | S33 | . | T056 | 0.57 | 540.7384
DK_CA_Aab | . | S33 | . | T057 | 0.57 | 540.7384
DK_CA_Aab | . | S33 | . | T058 | 0.57 | 540.7384
DK_CA_Aab | . | S33 | . | T059 | 0.57 | 540.7384
DK_CA_Aab | . | S33 | . | T060 | 0.57 | 540.7384
DK_CA_Aab | . | S33 | . | T061 | 0.57 | 540.7384
DK_CA_Aab | . | S33 | . | T062 | 0.42 | 398.4388
DK_CA_Aab | . | S33 | . | T063 | 0.42 | 398.4388
DK_CA_Aab | . | S33 | . | T064 | 0.3 | 284.5991
DK_CA_Aab | . | S33 | . | T065 | 0.3 | 284.5991
DK_CA_Aab | . | S33 | . | T066 | 0.19 | 180.2461
DK_CA_Aab | . | S33 | . | T067 | 0.19 | 180.2461
DK_CA_Aab | . | S33 | . | T068 | 0.12 | 113.8397
DK_CA_Aab | . | S33 | . | T069 | 0.12 | 113.8397
DK_CA_Aab | . | S33 | . | T070 | 0.06 | 56.9198
DK_CA_Aab | . | S33 | . | T071 | 0.03 | 28.4599
DK_CA_Aab | . | S33 | . | T072 | 0.03 | 28.4599
DK_CA_Aab | . | S33 | . | T073 | 0.03 | 28.4599
DK_CA_Aab | . | S33 | . | T074 | 0.06 | 56.9198
DK_CA_Aab | . | S33 | . | T075 | 0.12 | 113.8397
DK_CA_Aab | . | S33 | . | T076 | 0.19 | 180.2461
DK_CA_Aab | . | S33 | . | T077 | 0.19 | 180.2461
DK_CA_Aab | . | S33 | . | T078 | 0.3 | 284.5991
DK_CA_Aab | . | S33 | . | T079 | 0.3 | 284.5991
DK_CA_Aab | . | S33 | . | T080 | 0.42 | 398.4388
DK_CA_Aab | . | S33 | . | T081 | 0.42 | 398.4388
DK_CA_Aab | . | S33 | . | T082 | 0.42 | 398.4388
DK_CA_Aab | . | S33 | . | T083 | 0.42 | 398.4388
DK_CA_Aab | . | S33 | . | T084 | 0.3 | 284.5991
DK_CA_Aab | . | S33 | . | T085 | 0.3 | 284.5991
DK_CA_Aab | . | S33 | . | T086 | 0.3 | 284.5991
DK_CA_Aab | . | S33 | . | T087 | 0.19 | 180.2461
DK_CA_Aab | . | S33 | . | T088 | 0.3 | 284.5991
DK_CA_Aab | . | S33 | . | T089 | 0.3 | 284.5991
DK_CA_Aab | . | S33 | . | T090 | 0.3 | 284.5991
DK_CA_Aab | . | S33 | . | T091 | 0.3 | 284.5991
DK_CA_Aab | . | S33 | . | T092 | 0.3 | 284.5991
DK_CA_Aab | . | S33 | . | T093 | 0.3 | 284.5991
DK_CA_Aab | . | S33 | . | T094 | 0.3 | 284.5991
DK_CA_Aab | . | S33 | . | T095 | 0.3 | 284.5991
DK_CA_Aab | . | S33 | . | T096 | 0.19 | 180.2461
DK_CA_Aab | . | S33 | . | T097 | 0.19 | 180.2461
DK_CA_Aab | . | S33 | . | T098 | 0.19 | 180.2461
DK_CA_Aab | . | S33 | . | T099 | 0.3 | 284.5991
DK_CA_Aab | . | S33 | . | T100 | 0.3 | 284.5991
DK_CA_Aab | . | S33 | . | T101 | 0.3 | 284.5991
DK_CA_Aab | . | S33 | . | T102 | 0.3 | 284.5991
DK_CA_Aab | . | S33 | . | T103 | 0.3 | 284.5991
DK_CA_Aab | . | S33 | . | T104 | 0.42 | 398.4388
DK_CA_Aab | . | S33 | . | T105 | 0.42 | 398.4388
DK_CA_Aab | . | S33 | . | T106 | 0.57 | 540.7384
DK_CA_Aab | . | S33 | . | T107 | 0.72 | 683.0379
DK_CA_Aab | . | S33 | . | T108 | 0.72 | 683.0379
DK_CA_Aab | . | S33 | . | T109 | 0.72 | 683.0379
DK_CA_Aab | . | S33 | . | T110 | 0.85 | 806.3642
DK_CA_Aab | . | S33 | . | T111 | 0.85 | 806.3642
DK_CA_Aab | . | S33 | . | T112 | 0.72 | 683.0379
DK_CA_Aab | . | S33 | . | T113 | 0.72 | 683.0379
DK_CA_Aab | . | S33 | . | T114 | 0.72 | 683.0379
DK_CA_Aab | . | S33 | . | T115 | 0.85 | 806.3642
DK_CA_Aab | . | S33 | . | T116 | 0.95 | 901.2306
DK_CA_Aab | . | S33 | . | T117 | 0.95 | 901.2306
DK_CA_Aab | . | S33 | . | T118 | 0.85 | 806.3642
DK_CA_Aab | . | S33 | . | T119 | 0.72 | 683.0379
DK_CA_Aab | . | S33 | . | T120 | 0.72 | 683.0379
DK_CA_Aab | . | S33 | . | T121 | 0.57 | 540.7384
DK_CA_Aab | . | S33 | . | T122 | 0.42 | 398.4388
DK_CA_Aab | . | S33 | . | T123 | 0.3 | 284.5991
DK_CA_Aab | . | S33 | . | T124 | 0.3 | 284.5991
DK_CA_Aab | . | S33 | . | T125 | 0.3 | 284.5991
DK_CA_Aab | . | S33 | . | T126 | 0.3 | 284.5991
DK_CA_Aab | . | S33 | . | T127 | 0.42 | 398.4388
DK_CA_Aab | . | S33 | . | T128 | 0.42 | 398.4388
DK_CA_Aab | . | S33 | . | T129 | 0.42 | 398.4388
DK_CA_Aab | . | S33 | . | T130 | 0.42 | 398.4388
DK_CA_Aab | . | S33 | . | T131 | 0.42 | 398.4388
DK_CA_Aab | . | S33 | . | T132 | 0.42 | 398.4388
DK_CA_Aab | . | S33 | . | T133 | 0.3 | 284.5991
DK_CA_Aab | . | S33 | . | T134 | 0.3 | 284.5991
DK_CA_Aab | . | S33 | . | T135 | 0.19 | 180.2461
DK_CA_Aab | . | S33 | . | T136 | 0.19 | 180.2461
DK_CA_Aab | . | S33 | . | T137 | 0.12 | 113.8397
DK_CA_Aab | . | S33 | . | T138 | 0.12 | 113.8397
DK_CA_Aab | . | S33 | . | T139 | 0.06 | 56.9198
DK_CA_Aab | . | S33 | . | T140 | 0.06 | 56.9198
DK_CA_Aab | . | S33 | . | T141 | 0.03 | 28.4599
DK_CA_Aab | . | S33 | . | T142 | 0.03 | 28.4599
DK_CA_Aab | . | S33 | . | T143 | 0 | 0
DK_CA_Aab | . | S33 | . | T144 | 0 | 0
DK_CA_Aab | . | S33 | . | T145 | 0 | 0
DK_CA_Aab | . | S33 | . | T146 | 0 | 0
DK_CA_Aab | . | S33 | . | T147 | 0 | 0
DK_CA_Aab | . | S33 | . | T148 | 0 | 0
DK_CA_Aab | . | S33 | . | T149 | 0 | 0
DK_CA_Aab | . | S33 | . | T150 | 0.03 | 28.4599
DK_CA_Aab | . | S33 | . | T151 | 0.03 | 28.4599
DK_CA_Aab | . | S33 | . | T152 | 0.06 | 56.9198
DK_CA_Aab | . | S33 | . | T153 | 0.19 | 180.2461
DK_CA_Aab | . | S33 | . | T154 | 0.42 | 398.4388
DK_CA_Aab | . | S33 | . | T155 | 0.42 | 398.4388
DK_CA_Aab | . | S33 | . | T156 | 0.42 | 398.4388
DK_CA_Aab | . | S33 | . | T157 | 0.42 | 398.4388
DK_CA_Aab | . | S33 | . | T158 | 0.42 | 398.4388
DK_CA_Aab | . | S33 | . | T159 | 0.42 | 398.4388
DK_CA_Aab | . | S33 | . | T160 | 0.42 | 398.4388
DK_CA_Aab | . | S33 | . | T161 | 0.42 | 398.4388
DK_CA_Aab | . | S33 | . | T162 | 0.57 | 540.7384
DK_CA_Aab | . | S33 | . | T163 | 0.72 | 683.0379
DK_CA_Aab | . | S33 | . | T164 | 0.85 | 806.3642
DK_CA_Aab | . | S33 | . | T165 | 0.85 | 806.3642
DK_CA_Aab | . | S33 | . | T166 | 0.85 | 806.3642
DK_CA_Aab | . | S33 | . | T167 | 0.95 | 901.2306
DK_CA_Aab | . | S33 | . | T168 | 0.95 | 901.2306
DK_CA_Aab | . | S34 | . | T001 | 0.95 | 901.2306
DK_CA_Aab | . | S34 | . | T002 | 0.95 | 901.2306
DK_CA_Aab | . | S34 | . | T003 | 0.99 | 939.1772
DK_CA_Aab | . | S34 | . | T004 | 0.99 | 939.1772
DK_CA_Aab | . | S34 | . | T005 | 0.99 | 939.1772
DK_CA_Aab | . | S34 | . | T006 | 0.99 | 939.1772
DK_CA_Aab | . | S34 | . | T007 | 0.99 | 939.1772
DK_CA_Aab | . | S34 | . | T008 | 0.95 | 901.2306
DK_CA_Aab | . | S34 | . | T009 | 0.85 | 806.3642
DK_CA_Aab | . | S34 | . | T010 | 0.85 | 806.3642
DK_CA_Aab | . | S34 | . | T011 | 0.72 | 683.0379
DK_CA_Aab | . | S34 | . | T012 | 0.57 | 540.7384
DK_CA_Aab | . | S34 | . | T013 | 0.57 | 540.7384
DK_CA_Aab | . | S34 | . | T014 | 0.42 | 398.4388
DK_CA_Aab | . | S34 | . | T015 | 0.42 | 398.4388
DK_CA_Aab | . | S34 | . | T016 | 0.42 | 398.4388
DK_CA_Aab | . | S34 | . | T017 | 0.42 | 398.4388
DK_CA_Aab | . | S34 | . | T018 | 0.42 | 398.4388
DK_CA_Aab | . | S34 | . | T019 | 0.57 | 540.7384
DK_CA_Aab | . | S34 | . | T020 | 0.57 | 540.7384
DK_CA_Aab | . | S34 | . | T021 | 0.72 | 683.0379
DK_CA_Aab | . | S34 | . | T022 | 0.85 | 806.3642
DK_CA_Aab | . | S34 | . | T023 | 0.85 | 806.3642
DK_CA_Aab | . | S34 | . | T024 | 0.72 | 683.0379
DK_CA_Aab | . | S34 | . | T025 | 0.72 | 683.0379
DK_CA_Aab | . | S34 | . | T026 | 0.72 | 683.0379
DK_CA_Aab | . | S34 | . | T027 | 0.72 | 683.0379
DK_CA_Aab | . | S34 | . | T028 | 0.57 | 540.7384
DK_CA_Aab | . | S34 | . | T029 | 0.57 | 540.7384
DK_CA_Aab | . | S34 | . | T030 | 0.57 | 540.7384
DK_CA_Aab | . | S34 | . | T031 | 0.57 | 540.7384
DK_CA_Aab | . | S34 | . | T032 | 0.57 | 540.7384
DK_CA_Aab | . | S34 | . | T033 | 0.57 | 540.7384
DK_CA_Aab | . | S34 | . | T034 | 0.42 | 398.4388
DK_CA_Aab | . | S34 | . | T035 | 0.42 | 398.4388
DK_CA_Aab | . | S34 | . | T036 | 0.42 | 398.4388
DK_CA_Aab | . | S34 | . | T037 | 0.3 | 284.5991
DK_CA_Aab | . | S34 | . | T038 | 0.3 | 284.5991
DK_CA_Aab | . | S34 | . | T039 | 0.3 | 284.5991
DK_CA_Aab | . | S34 | . | T040 | 0.19 | 180.2461
DK_CA_Aab | . | S34 | . | T041 | 0.19 | 180.2461
DK_CA_Aab | . | S34 | . | T042 | 0.19 | 180.2461
DK_CA_Aab | . | S34 | . | T043 | 0.19 | 180.2461
DK_CA_Aab | . | S34 | . | T044 | 0.12 | 113.8397
DK_CA_Aab | . | S34 | . | T045 | 0.06 | 56.9198
DK_CA_Aab | . | S34 | . | T046 | 0.03 | 28.4599
DK_CA_Aab | . | S34 | . | T047 | 0.03 | 28.4599
DK_CA_Aab | . | S34 | . | T048 | 0.03 | 28.4599
DK_CA_Aab | . | S34 | . | T049 | 0.03 | 28.4599
DK_CA_Aab | . | S34 | . | T050 | 0.03 | 28.4599
DK_CA_Aab | . | S34 | . | T051 | 0.03 | 28.4599
DK_CA_Aab | . | S34 | . | T052 | 0 | 0
DK_CA_Aab | . | S34 | . | T053 | 0 | 0
DK_CA_Aab | . | S34 | . | T054 | 0 | 0
DK_CA_Aab | . | S34 | . | T055 | 0 | 0
DK_CA_Aab | . | S34 | . | T056 | 0 | 0
DK_CA_Aab | . | S34 | . | T057 | 0 | 0
DK_CA_Aab | . | S34 | . | T058 | 0 | 0
DK_CA_Aab | . | S34 | . | T059 | 0 | 0
DK_CA_Aab | . | S34 | . | T060 | 0 | 0
DK_CA_Aab | . | S34 | . | T061 | 0.03 | 28.4599
DK_CA_Aab | . | S34 | . | T062 | 0.06 | 56.9198
DK_CA_Aab | . | S34 | . | T063 | 0.06 | 56.9198
DK_CA_Aab | . | S34 | . | T064 | 0.12 | 113.8397
DK_CA_Aab | . | S34 | . | T065 | 0.12 | 113.8397
DK_CA_Aab | . | S34 | . | T066 | 0.12 | 113.8397
DK_CA_Aab | . | S34 | . | T067 | 0.06 | 56.9198
DK_CA_Aab | . | S34 | . | T068 | 0.06 | 56.9198
DK_CA_Aab | . | S34 | . | T069 | 0.06 | 56.9198
DK_CA_Aab | . | S34 | . | T070 | 0.12 | 113.8397
DK_CA_Aab | . | S34 | . | T071 | 0.12 | 113.8397
DK_CA_Aab | . | S34 | . | T072 | 0.12 | 113.8397
DK_CA_Aab | . | S34 | . | T073 | 0.12 | 113.8397
DK_CA_Aab | . | S34 | . | T074 | 0.19 | 180.2461
DK_CA_Aab | . | S34 | . | T075 | 0.19 | 180.2461
DK_CA_Aab | . | S34 | . | T076 | 0.19 | 180.2461
DK_CA_Aab | . | S34 | . | T077 | 0.19 | 180.2461
DK_CA_Aab | . | S34 | . | T078 | 0.19 | 180.2461
DK_CA_Aab | . | S34 | . | T079 | 0.12 | 113.8397
DK_CA_Aab | . | S34 | . | T080 | 0.12 | 113.8397
DK_CA_Aab | . | S34 | . | T081 | 0.12 | 113.8397
DK_CA_Aab | . | S34 | . | T082 | 0.19 | 180.2461
DK_CA_Aab | . | S34 | . | T083 | 0.19 | 180.2461
DK_CA_Aab | . | S34 | . | T084 | 0.3 | 284.5991
DK_CA_Aab | . | S34 | . | T085 | 0.3 | 284.5991
DK_CA_Aab | . | S34 | . | T086 | 0.3 | 284.5991
DK_CA_Aab | . | S34 | . | T087 | 0.19 | 180.2461
DK_CA_Aab | . | S34 | . | T088 | 0.19 | 180.2461
DK_CA_Aab | . | S34 | . | T089 | 0.19 | 180.2461
DK_CA_Aab | . | S34 | . | T090 | 0.12 | 113.8397
DK_CA_Aab | . | S34 | . | T091 | 0.12 | 113.8397
DK_CA_Aab | . | S34 | . | T092 | 0.12 | 113.8397
DK_CA_Aab | . | S34 | . | T093 | 0.19 | 180.2461
DK_CA_Aab | . | S34 | . | T094 | 0.42 | 398.4388
DK_CA_Aab | . | S34 | . | T095 | 0.57 | 540.7384
DK_CA_Aab | . | S34 | . | T096 | 0.57 | 540.7384
DK_CA_Aab | . | S34 | . | T097 | 0.57 | 540.7384
DK_CA_Aab | . | S34 | . | T098 | 0.57 | 540.7384
DK_CA_Aab | . | S34 | . | T099 | 0.42 | 398.4388
DK_CA_Aab | . | S34 | . | T100 | 0.3 | 284.5991
DK_CA_Aab | . | S34 | . | T101 | 0.3 | 284.5991
DK_CA_Aab | . | S34 | . | T102 | 0.3 | 284.5991
DK_CA_Aab | . | S34 | . | T103 | 0.3 | 284.5991
DK_CA_Aab | . | S34 | . | T104 | 0.3 | 284.5991
DK_CA_Aab | . | S34 | . | T105 | 0.3 | 284.5991
DK_CA_Aab | . | S34 | . | T106 | 0.3 | 284.5991
DK_CA_Aab | . | S34 | . | T107 | 0.3 | 284.5991
DK_CA_Aab | . | S34 | . | T108 | 0.3 | 284.5991
DK_CA_Aab | . | S34 | . | T109 | 0.3 | 284.5991
DK_CA_Aab | . | S34 | . | T110 | 0.3 | 284.5991
DK_CA_Aab | . | S34 | . | T111 | 0.19 | 180.2461
DK_CA_Aab | . | S34 | . | T112 | 0.12 | 113.8397
DK_CA_Aab | . | S34 | . | T113 | 0.12 | 113.8397
DK_CA_Aab | . | S34 | . | T114 | 0.06 | 56.9198
DK_CA_Aab | . | S34 | . | T115 | 0.03 | 28.4599
DK_CA_Aab | . | S34 | . | T116 | 0.06 | 56.9198
DK_CA_Aab | . | S34 | . | T117 | 0.19 | 180.2461
DK_CA_Aab | . | S34 | . | T118 | 0.3 | 284.5991
DK_CA_Aab | . | S34 | . | T119 | 0.19 | 180.2461
DK_CA_Aab | . | S34 | . | T120 | 0.06 | 56.9198
DK_CA_Aab | . | S34 | . | T121 | 0.03 | 28.4599
DK_CA_Aab | . | S34 | . | T122 | 0.03 | 28.4599
DK_CA_Aab | . | S34 | . | T123 | 0.03 | 28.4599
DK_CA_Aab | . | S34 | . | T124 | 0 | 0
DK_CA_Aab | . | S34 | . | T125 | 0 | 0
DK_CA_Aab | . | S34 | . | T126 | 0 | 0
DK_CA_Aab | . | S34 | . | T127 | 0 | 0
DK_CA_Aab | . | S34 | . | T128 | 0 | 0
DK_CA_Aab | . | S34 | . | T129 | 0 | 0
DK_CA_Aab | . | S34 | . | T130 | 0.03 | 28.4599
DK_CA_Aab | . | S34 | . | T131 | 0.06 | 56.9198
DK_CA_Aab | . | S34 | . | T132 | 0.06 | 56.9198
DK_CA_Aab | . | S34 | . | T133 | 0.06 | 56.9198
DK_CA_Aab | . | S34 | . | T134 | 0.06 | 56.9198
DK_CA_Aab | . | S34 | . | T135 | 0.06 | 56.9198
DK_CA_Aab | . | S34 | . | T136 | 0.03 | 28.4599
DK_CA_Aab | . | S34 | . | T137 | 0.03 | 28.4599
DK_CA_Aab | . | S34 | . | T138 | 0.03 | 28.4599
DK_CA_Aab | . | S34 | . | T139 | 0.06 | 56.9198
DK_CA_Aab | . | S34 | . | T140 | 0.06 | 56.9198
DK_CA_Aab | . | S34 | . | T141 | 0.12 | 113.8397
DK_CA_Aab | . | S34 | . | T142 | 0.12 | 113.8397
DK_CA_Aab | . | S34 | . | T143 | 0.12 | 113.8397
DK_CA_Aab | . | S34 | . | T144 | 0.19 | 180.2461
DK_CA_Aab | . | S34 | . | T145 | 0.19 | 180.2461
DK_CA_Aab | . | S34 | . | T146 | 0.3 | 284.5991
DK_CA_Aab | . | S34 | . | T147 | 0.3 | 284.5991
DK_CA_Aab | . | S34 | . | T148 | 0.3 | 284.5991
DK_CA_Aab | . | S34 | . | T149 | 0.42 | 398.4388
DK_CA_Aab | . | S34 | . | T150 | 0.3 | 284.5991
DK_CA_Aab | . | S34 | . | T151 | 0.3 | 284.5991
DK_CA_Aab | . | S34 | . | T152 | 0.57 | 540.7384
DK_CA_Aab | . | S34 | . | T153 | 0.57 | 540.7384
DK_CA_Aab | . | S34 | . | T154 | 0.57 | 540.7384
DK_CA_Aab | . | S34 | . | T155 | 0.42 | 398.4388
DK_CA_Aab | . | S34 | . | T156 | 0.42 | 398.4388
DK_CA_Aab | . | S34 | . | T157 | 0.42 | 398.4388
DK_CA_Aab | . | S34 | . | T158 | 0.42 | 398.4388
DK_CA_Aab | . | S34 | . | T159 | 0.3 | 284.5991
DK_CA_Aab | . | S34 | . | T160 | 0.19 | 180.2461
DK_CA_Aab | . | S34 | . | T161 | 0.12 | 113.8397
DK_CA_Aab | . | S34 | . | T162 | 0.12 | 113.8397
DK_CA_Aab | . | S34 | . | T163 | 0.06 | 56.9198
DK_CA_Aab | . | S34 | . | T164 | 0.03 | 28.4599
DK_CA_Aab | . | S34 | . | T165 | 0 | 0
DK_CA_Aab | . | S34 | . | T166 | 0 | 0
DK_CA_Aab | . | S34 | . | T167 | 0 | 0
DK_CA_Aab | . | S34 | . | T168 | 0 | 0
DK_CA_Aab | . | S35 | . | T001 | 0.03 | 28.4599
DK_CA_Aab | . | S35 | . | T002 | 0.06 | 56.9198
DK_CA_Aab | . | S35 | . | T003 | 0.12 | 113.8397
DK_CA_Aab | . | S35 | . | T004 | 0.19 | 180.2461
DK_CA_Aab | . | S35 | . | T005 | 0.3 | 284.5991
DK_CA_Aab | . | S35 | . | T006 | 0.42 | 398.4388
DK_CA_Aab | . | S35 | . | T007 | 0.42 | 398.4388
DK_CA_Aab | . | S35 | . | T008 | 0.42 | 398.4388
DK_CA_Aab | . | S35 | . | T009 | 0.42 | 398.4388
DK_CA_Aab | . | S35 | . | T010 | 0.3 | 284.5991
DK_CA_Aab | . | S35 | . | T011 | 0.12 | 113.8397
DK_CA_Aab | . | S35 | . | T012 | 0.06 | 56.9198
DK_CA_Aab | . | S35 | . | T013 | 0.03 | 28.4599
DK_CA_Aab | . | S35 | . | T014 | 0.06 | 56.9198
DK_CA_Aab | . | S35 | . | T015 | 0.12 | 113.8397
DK_CA_Aab | . | S35 | . | T016 | 0.12 | 113.8397
DK_CA_Aab | . | S35 | . | T017 | 0.12 | 113.8397
DK_CA_Aab | . | S35 | . | T018 | 0.12 | 113.8397
DK_CA_Aab | . | S35 | . | T019 | 0.06 | 56.9198
DK_CA_Aab | . | S35 | . | T020 | 0.03 | 28.4599
DK_CA_Aab | . | S35 | . | T021 | 0.03 | 28.4599
DK_CA_Aab | . | S35 | . | T022 | 0.03 | 28.4599
DK_CA_Aab | . | S35 | . | T023 | 0.06 | 56.9198
DK_CA_Aab | . | S35 | . | T024 | 0.06 | 56.9198
DK_CA_Aab | . | S35 | . | T025 | 0.19 | 180.2461
DK_CA_Aab | . | S35 | . | T026 | 0.3 | 284.5991
DK_CA_Aab | . | S35 | . | T027 | 0.42 | 398.4388
DK_CA_Aab | . | S35 | . | T028 | 0.42 | 398.4388
DK_CA_Aab | . | S35 | . | T029 | 0.57 | 540.7384
DK_CA_Aab | . | S35 | . | T030 | 0.57 | 540.7384
DK_CA_Aab | . | S35 | . | T031 | 0.72 | 683.0379
DK_CA_Aab | . | S35 | . | T032 | 0.85 | 806.3642
DK_CA_Aab | . | S35 | . | T033 | 0.95 | 901.2306
DK_CA_Aab | . | S35 | . | T034 | 0.95 | 901.2306
DK_CA_Aab | . | S35 | . | T035 | 0.95 | 901.2306
DK_CA_Aab | . | S35 | . | T036 | 0.99 | 939.1772
DK_CA_Aab | . | S35 | . | T037 | 1 | 948.6638
DK_CA_Aab | . | S35 | . | T038 | 1 | 948.6638
DK_CA_Aab | . | S35 | . | T039 | 1 | 948.6638
DK_CA_Aab | . | S35 | . | T040 | 1 | 948.6638
DK_CA_Aab | . | S35 | . | T041 | 1 | 948.6638
DK_CA_Aab | . | S35 | . | T042 | 1 | 948.6638
DK_CA_Aab | . | S35 | . | T043 | 1 | 948.6638
DK_CA_Aab | . | S35 | . | T044 | 1 | 948.6638
DK_CA_Aab | . | S35 | . | T045 | 1 | 948.6638
DK_CA_Aab | . | S35 | . | T046 | 1 | 948.6638
DK_CA_Aab | . | S35 | . | T047 | 1 | 948.6638
DK_CA_Aab | . | S35 | . | T048 | 1 | 948.6638
DK_CA_Aab | . | S35 | . | T049 | 1 | 948.6638
DK_CA_Aab | . | S35 | . | T050 | 1 | 948.6638
DK_CA_Aab | . | S35 | . | T051 | 1 | 948.6638
DK_CA_Aab | . | S35 | . | T052 | 1 | 948.6638
DK_CA_Aab | . | S35 | . | T053 | 1 | 948.6638
DK_CA_Aab | . | S35 | . | T054 | 1 | 948.6638
DK_CA_Aab | . | S35 | . | T055 | 1 | 948.6638
DK_CA_Aab | . | S35 | . | T056 | 1 | 948.6638
DK_CA_Aab | . | S35 | . | T057 | 1 | 948.6638
DK_CA_Aab | . | S35 | . | T058 | 1 | 948.6638
DK_CA_Aab | . | S35 | . | T059 | 1 | 948.6638
DK_CA_Aab | . | S35 | . | T060 | 1 | 948.6638
DK_CA_Aab | . | S35 | . | T061 | 1 | 948.6638
DK_CA_Aab | . | S35 | . | T062 | 1 | 948.6638
DK_CA_Aab | . | S35 | . | T063 | 1 | 948.6638
DK_CA_Aab | . | S35 | . | T064 | 1 | 948.6638
DK_CA_Aab | . | S35 | . | T065 | 1 | 948.6638
DK_CA_Aab | . | S35 | . | T066 | 1 | 948.6638
DK_CA_Aab | . | S35 | . | T067 | 1 | 948.6638
DK_CA_Aab | . | S35 | . | T068 | 1 | 948.6638
DK_CA_Aab | . | S35 | . | T069 | 0.99 | 939.1772
DK_CA_Aab | . | S35 | . | T070 | 0.99 | 939.1772
DK_CA_Aab | . | S35 | . | T071 | 0.95 | 901.2306
DK_CA_Aab | . | S35 | . | T072 | 0.85 | 806.3642
DK_CA_Aab | . | S35 | . | T073 | 0.72 | 683.0379
DK_CA_Aab | . | S35 | . | T074 | 0.57 | 540.7384
DK_CA_Aab | . | S35 | . | T075 | 0.42 | 398.4388
DK_CA_Aab | . | S35 | . | T076 | 0.42 | 398.4388
DK_CA_Aab | . | S35 | . | T077 | 0.42 | 398.4388
DK_CA_Aab | . | S35 | . | T078 | 0.3 | 284.5991
DK_CA_Aab | . | S35 | . | T079 | 0.3 | 284.5991
DK_CA_Aab | . | S35 | . | T080 | 0.19 | 180.2461
DK_CA_Aab | . | S35 | . | T081 | 0.12 | 113.8397
DK_CA_Aab | . | S35 | . | T082 | 0.12 | 113.8397
DK_CA_Aab | . | S35 | . | T083 | 0.06 | 56.9198
DK_CA_Aab | . | S35 | . | T084 | 0.03 | 28.4599
DK_CA_Aab | . | S35 | . | T085 | 0.03 | 28.4599
DK_CA_Aab | . | S35 | . | T086 | 0 | 0
DK_CA_Aab | . | S35 | . | T087 | 0 | 0
DK_CA_Aab | . | S35 | . | T088 | 0 | 0
DK_CA_Aab | . | S35 | . | T089 | 0 | 0
DK_CA_Aab | . | S35 | . | T090 | 0 | 0
DK_CA_Aab | . | S35 | . | T091 | 0 | 0
DK_CA_Aab | . | S35 | . | T092 | 0 | 0
DK_CA_Aab | . | S35 | . | T093 | 0.03 | 28.4599
DK_CA_Aab | . | S35 | . | T094 | 0.03 | 28.4599
DK_CA_Aab | . | S35 | . | T095 | 0.03 | 28.4599
DK_CA_Aab | . | S35 | . | T096 | 0.03 | 28.4599
DK_CA_Aab | . | S35 | . | T097 | 0.06 | 56.9198
DK_CA_Aab | . | S35 | . | T098 | 0.06 | 56.9198
DK_CA_Aab | . | S35 | . | T099 | 0.12 | 113.8397
DK_CA_Aab | . | S35 | . | T100 | 0.12 | 113.8397
DK_CA_Aab | . | S35 | . | T101 | 0.12 | 113.8397
DK_CA_Aab | . | S35 | . | T102 | 0.12 | 113.8397
DK_CA_Aab | . | S35 | . | T103 | 0.12 | 113.8397
DK_CA_Aab | . | S35 | . | T104 | 0.12 | 113.8397
DK_CA_Aab | . | S35 | . | T105 | 0.19 | 180.2461
DK_CA_Aab | . | S35 | . | T106 | 0.19 | 180.2461
DK_CA_Aab | . | S35 | . | T107 | 0.3 | 284.5991
DK_CA_Aab | . | S35 | . | T108 | 0.3 | 284.5991
DK_CA_Aab | . | S35 | . | T109 | 0.42 | 398.4388
DK_CA_Aab | . | S35 | . | T110 | 0.42 | 398.4388
DK_CA_Aab | . | S35 | . | T111 | 0.42 | 398.4388
DK_CA_Aab | . | S35 | . | T112 | 0.42 | 398.4388
DK_CA_Aab | . | S35 | . | T113 | 0.42 | 398.4388
DK_CA_Aab | . | S35 | . | T114 | 0.42 | 398.4388
DK_CA_Aab | . | S35 | . | T115 | 0.42 | 398.4388
DK_CA_Aab | . | S35 | . | T116 | 0.57 | 540.7384
DK_CA_Aab | . | S35 | . | T117 | 0.72 | 683.0379
DK_CA_Aab | . | S35 | . | T118 | 0.72 | 683.0379
DK_CA_Aab | . | S35 | . | T119 | 0.57 | 540.7384
DK_CA_Aab | . | S35 | . | T120 | 0.57 | 540.7384
DK_CA_Aab | . | S35 | . | T121 | 0.57 | 540.7384
DK_CA_Aab | . | S35 | . | T122 | 0.57 | 540.7384
DK_CA_Aab | . | S35 | . | T123 | 0.57 | 540.7384
DK_CA_Aab | . | S35 | . | T124 | 0.57 | 540.7384
DK_CA_Aab | . | S35 | . | T125 | 0.57 | 540.7384
DK_CA_Aab | . | S35 | . | T126 | 0.57 | 540.7384
DK_CA_Aab | . | S35 | . | T127 | 0.42 | 398.4388
DK_CA_Aab | . | S35 | . | T128 | 0.42 | 398.4388
DK_CA_Aab | . | S35 | . | T129 | 0.42 | 398.4388
DK_CA_Aab | . | S35 | . | T130 | 0.3 | 284.5991
DK_CA_Aab | . | S35 | . | T131 | 0.3 | 284.5991
DK_CA_Aab | . | S35 | . | T132 | 0.3 | 284.5991
DK_CA_Aab | . | S35 | . | T133 | 0.19 | 180.2461
DK_CA_Aab | . | S35 | . | T134 | 0.06 | 56.9198
DK_CA_Aab | . | S35 | . | T135 | 0.03 | 28.4599
DK_CA_Aab | . | S35 | . | T136 | 0.06 | 56.9198
DK_CA_Aab | . | S35 | . | T137 | 0.06 | 56.9198
DK_CA_Aab | . | S35 | . | T138 | 0.12 | 113.8397
DK_CA_Aab | . | S35 | . | T139 | 0.12 | 113.8397
DK_CA_Aab | . | S35 | . | T140 | 0.12 | 113.8397
DK_CA_Aab | . | S35 | . | T141 | 0.19 | 180.2461
DK_CA_Aab | . | S35 | . | T142 | 0.19 | 180.2461
DK_CA_Aab | . | S35 | . | T143 | 0.19 | 180.2461
DK_CA_Aab | . | S35 | . | T144 | 0.3 | 284.5991
DK_CA_Aab | . | S35 | . | T145 | 0.3 | 284.5991
DK_CA_Aab | . | S35 | . | T146 | 0.3 | 284.5991
DK_CA_Aab | . | S35 | . | T147 | 0.3 | 284.5991
DK_CA_Aab | . | S35 | . | T148 | 0.3 | 284.5991
DK_CA_Aab | . | S35 | . | T149 | 0.3 | 284.5991
DK_CA_Aab | . | S35 | . | T150 | 0.42 | 398.4388
DK_CA_Aab | . | S35 | . | T151 | 0.57 | 540.7384
DK_CA_Aab | . | S35 | . | T152 | 0.72 | 683.0379
DK_CA_Aab | . | S35 | . | T153 | 0.72 | 683.0379
DK_CA_Aab | . | S35 | . | T154 | 0.85 | 806.3642
DK_CA_Aab | . | S35 | . | T155 | 0.85 | 806.3642
DK_CA_Aab | . | S35 | . | T156 | 0.85 | 806.3642
DK_CA_Aab | . | S35 | . | T157 | 0.95 | 901.2306
DK_CA_Aab | . | S35 | . | T158 | 0.95 | 901.2306
DK_CA_Aab | . | S35 | . | T159 | 0.95 | 901.2306
DK_CA_Aab | . | S35 | . | T160 | 0.95 | 901.2306
DK_CA_Aab | . | S35 | . | T161 | 0.95 | 901.2306
DK_CA_Aab | . | S35 | . | T162 | 0.85 | 806.3642
DK_CA_Aab | . | S35 | . | T163 | 0.72 | 683.0379
DK_CA_Aab | . | S35 | . | T164 | 0.85 | 806.3642
DK_CA_Aab | . | S35 | . | T165 | 0.72 | 683.0379
DK_CA_Aab | . | S35 | . | T166 | 0.72 | 683.0379
DK_CA_Aab | . | S35 | . | T167 | 0.57 | 540.7384
DK_CA_Aab | . | S35 | . | T168 | 0.57 | 540.7384
DK_CA_Aab | . | S36 | . | T001 | 0.57 | 540.7384
DK_CA_Aab | . | S36 | . | T002 | 0.57 | 540.7384
DK_CA_Aab | . | S36 | . | T003 | 0.57 | 540.7384
DK_CA_Aab | . | S36 | . | T004 | 0.57 | 540.7384
DK_CA_Aab | . | S36 | . | T005 | 0.57 | 540.7384
DK_CA_Aab | . | S36 | . | T006 | 0.57 | 540.7384
DK_CA_Aab | . | S36 | . | T007 | 0.72 | 683.0379
DK_CA_Aab | . | S36 | . | T008 | 0.85 | 806.3642
DK_CA_Aab | . | S36 | . | T009 | 0.95 | 901.2306
DK_CA_Aab | . | S36 | . | T010 | 0.99 | 939.1772
DK_CA_Aab | . | S36 | . | T011 | 0.95 | 901.2306
DK_CA_Aab | . | S36 | . | T012 | 0.95 | 901.2306
DK_CA_Aab | . | S36 | . | T013 | 0.95 | 901.2306
DK_CA_Aab | . | S36 | . | T014 | 0.85 | 806.3642
DK_CA_Aab | . | S36 | . | T015 | 0.95 | 901.2306
DK_CA_Aab | . | S36 | . | T016 | 0.95 | 901.2306
DK_CA_Aab | . | S36 | . | T017 | 0.85 | 806.3642
DK_CA_Aab | . | S36 | . | T018 | 0.85 | 806.3642
DK_CA_Aab | . | S36 | . | T019 | 0.85 | 806.3642
DK_CA_Aab | . | S36 | . | T020 | 0.85 | 806.3642
DK_CA_Aab | . | S36 | . | T021 | 0.72 | 683.0379
DK_CA_Aab | . | S36 | . | T022 | 0.57 | 540.7384
DK_CA_Aab | . | S36 | . | T023 | 0.57 | 540.7384
DK_CA_Aab | . | S36 | . | T024 | 0.57 | 540.7384
DK_CA_Aab | . | S36 | . | T025 | 0.42 | 398.4388
DK_CA_Aab | . | S36 | . | T026 | 0.42 | 398.4388
DK_CA_Aab | . | S36 | . | T027 | 0.42 | 398.4388
DK_CA_Aab | . | S36 | . | T028 | 0.3 | 284.5991
DK_CA_Aab | . | S36 | . | T029 | 0.3 | 284.5991
DK_CA_Aab | . | S36 | . | T030 | 0.19 | 180.2461
DK_CA_Aab | . | S36 | . | T031 | 0.19 | 180.2461
DK_CA_Aab | . | S36 | . | T032 | 0.19 | 180.2461
DK_CA_Aab | . | S36 | . | T033 | 0.19 | 180.2461
DK_CA_Aab | . | S36 | . | T034 | 0.19 | 180.2461
DK_CA_Aab | . | S36 | . | T035 | 0.19 | 180.2461
DK_CA_Aab | . | S36 | . | T036 | 0.19 | 180.2461
DK_CA_Aab | . | S36 | . | T037 | 0.19 | 180.2461
DK_CA_Aab | . | S36 | . | T038 | 0.19 | 180.2461
DK_CA_Aab | . | S36 | . | T039 | 0.19 | 180.2461
DK_CA_Aab | . | S36 | . | T040 | 0.19 | 180.2461
DK_CA_Aab | . | S36 | . | T041 | 0.3 | 284.5991
DK_CA_Aab | . | S36 | . | T042 | 0.3 | 284.5991
DK_CA_Aab | . | S36 | . | T043 | 0.42 | 398.4388
DK_CA_Aab | . | S36 | . | T044 | 0.3 | 284.5991
DK_CA_Aab | . | S36 | . | T045 | 0.3 | 284.5991
DK_CA_Aab | . | S36 | . | T046 | 0.3 | 284.5991
DK_CA_Aab | . | S36 | . | T047 | 0.3 | 284.5991
DK_CA_Aab | . | S36 | . | T048 | 0.3 | 284.5991
DK_CA_Aab | . | S36 | . | T049 | 0.3 | 284.5991
DK_CA_Aab | . | S36 | . | T050 | 0.3 | 284.5991
DK_CA_Aab | . | S36 | . | T051 | 0.3 | 284.5991
DK_CA_Aab | . | S36 | . | T052 | 0.19 | 180.2461
DK_CA_Aab | . | S36 | . | T053 | 0.19 | 180.2461
DK_CA_Aab | . | S36 | . | T054 | 0.12 | 113.8397
DK_CA_Aab | . | S36 | . | T055 | 0.03 | 28.4599
DK_CA_Aab | . | S36 | . | T056 | 0 | 0
DK_CA_Aab | . | S36 | . | T057 | 0 | 0
DK_CA_Aab | . | S36 | . | T058 | 0 | 0
DK_CA_Aab | . | S36 | . | T059 | 0 | 0
DK_CA_Aab | . | S36 | . | T060 | 0.03 | 28.4599
DK_CA_Aab | . | S36 | . | T061 | 0.06 | 56.9198
DK_CA_Aab | . | S36 | . | T062 | 0.12 | 113.8397
DK_CA_Aab | . | S36 | . | T063 | 0.19 | 180.2461
DK_CA_Aab | . | S36 | . | T064 | 0.42 | 398.4388
DK_CA_Aab | . | S36 | . | T065 | 0.72 | 683.0379
DK_CA_Aab | . | S36 | . | T066 | 0.72 | 683.0379
DK_CA_Aab | . | S36 | . | T067 | 0.57 | 540.7384
DK_CA_Aab | . | S36 | . | T068 | 0.72 | 683.0379
DK_CA_Aab | . | S36 | . | T069 | 0.72 | 683.0379
DK_CA_Aab | . | S36 | . | T070 | 0.72 | 683.0379
DK_CA_Aab | . | S36 | . | T071 | 0.72 | 683.0379
DK_CA_Aab | . | S36 | . | T072 | 0.85 | 806.3642
DK_CA_Aab | . | S36 | . | T073 | 0.95 | 901.2306
DK_CA_Aab | . | S36 | . | T074 | 0.95 | 901.2306
DK_CA_Aab | . | S36 | . | T075 | 0.95 | 901.2306
DK_CA_Aab | . | S36 | . | T076 | 0.95 | 901.2306
DK_CA_Aab | . | S36 | . | T077 | 0.95 | 901.2306
DK_CA_Aab | . | S36 | . | T078 | 0.85 | 806.3642
DK_CA_Aab | . | S36 | . | T079 | 0.85 | 806.3642
DK_CA_Aab | . | S36 | . | T080 | 0.85 | 806.3642
DK_CA_Aab | . | S36 | . | T081 | 0.72 | 683.0379
DK_CA_Aab | . | S36 | . | T082 | 0.57 | 540.7384
DK_CA_Aab | . | S36 | . | T083 | 0.57 | 540.7384
DK_CA_Aab | . | S36 | . | T084 | 0.57 | 540.7384
DK_CA_Aab | . | S36 | . | T085 | 0.42 | 398.4388
DK_CA_Aab | . | S36 | . | T086 | 0.42 | 398.4388
DK_CA_Aab | . | S36 | . | T087 | 0.42 | 398.4388
DK_CA_Aab | . | S36 | . | T088 | 0.3 | 284.5991
DK_CA_Aab | . | S36 | . | T089 | 0.3 | 284.5991
DK_CA_Aab | . | S36 | . | T090 | 0.3 | 284.5991
DK_CA_Aab | . | S36 | . | T091 | 0.19 | 180.2461
DK_CA_Aab | . | S36 | . | T092 | 0.19 | 180.2461
DK_CA_Aab | . | S36 | . | T093 | 0.19 | 180.2461
DK_CA_Aab | . | S36 | . | T094 | 0.19 | 180.2461
DK_CA_Aab | . | S36 | . | T095 | 0.19 | 180.2461
DK_CA_Aab | . | S36 | . | T096 | 0.12 | 113.8397
DK_CA_Aab | . | S36 | . | T097 | 0.12 | 113.8397
DK_CA_Aab | . | S36 | . | T098 | 0.06 | 56.9198
DK_CA_Aab | . | S36 | . | T099 | 0.06 | 56.9198
DK_CA_Aab | . | S36 | . | T100 | 0.06 | 56.9198
DK_CA_Aab | . | S36 | . | T101 | 0.06 | 56.9198
DK_CA_Aab | . | S36 | . | T102 | 0.06 | 56.9198
DK_CA_Aab | . | S36 | . | T103 | 0.06 | 56.9198
DK_CA_Aab | . | S36 | . | T104 | 0.06 | 56.9198
DK_CA_Aab | . | S36 | . | T105 | 0.06 | 56.9198
DK_CA_Aab | . | S36 | . | T106 | 0.06 | 56.9198
DK_CA_Aab | . | S36 | . | T107 | 0.06 | 56.9198
DK_CA_Aab | . | S36 | . | T108 | 0.12 | 113.8397
DK_CA_Aab | . | S36 | . | T109 | 0.12 | 113.8397
DK_CA_Aab | . | S36 | . | T110 | 0.19 | 180.2461
DK_CA_Aab | . | S36 | . | T111 | 0.3 | 284.5991
DK_CA_Aab | . | S36 | . | T112 | 0.3 | 284.5991
DK_CA_Aab | . | S36 | . | T113 | 0.42 | 398.4388
DK_CA_Aab | . | S36 | . | T114 | 0.42 | 398.4388
DK_CA_Aab | . | S36 | . | T115 | 0.57 | 540.7384
DK_CA_Aab | . | S36 | . | T116 | 0.72 | 683.0379
DK_CA_Aab | . | S36 | . | T117 | 0.57 | 540.7384
DK_CA_Aab | . | S36 | . | T118 | 0.57 | 540.7384
DK_CA_Aab | . | S36 | . | T119 | 0.57 | 540.7384
DK_CA_Aab | . | S36 | . | T120 | 0.57 | 540.7384
DK_CA_Aab | . | S36 | . | T121 | 0.57 | 540.7384
DK_CA_Aab | . | S36 | . | T122 | 0.57 | 540.7384
DK_CA_Aab | . | S36 | . | T123 | 0.57 | 540.7384
DK_CA_Aab | . | S36 | . | T124 | 0.72 | 683.0379
DK_CA_Aab | . | S36 | . | T125 | 0.85 | 806.3642
DK_CA_Aab | . | S36 | . | T126 | 0.85 | 806.3642
DK_CA_Aab | . | S36 | . | T127 | 0.85 | 806.3642
DK_CA_Aab | . | S36 | . | T128 | 0.72 | 683.0379
DK_CA_Aab | . | S36 | . | T129 | 0.57 | 540.7384
DK_CA_Aab | . | S36 | . | T130 | 0.42 | 398.4388
DK_CA_Aab | . | S36 | . | T131 | 0.42 | 398.4388
DK_CA_Aab | . | S36 | . | T132 | 0.3 | 284.5991
DK_CA_Aab | . | S36 | . | T133 | 0.42 | 398.4388
DK_CA_Aab | . | S36 | . | T134 | 0.42 | 398.4388
DK_CA_Aab | . | S36 | . | T135 | 0.42 | 398.4388
DK_CA_Aab | . | S36 | . | T136 | 0.3 | 284.5991
DK_CA_Aab | . | S36 | . | T137 | 0.3 | 284.5991
DK_CA_Aab | . | S36 | . | T138 | 0.19 | 180.2461
DK_CA_Aab | . | S36 | . | T139 | 0.19 | 180.2461
DK_CA_Aab | . | S36 | . | T140 | 0.12 | 113.8397
DK_CA_Aab | . | S36 | . | T141 | 0.12 | 113.8397
DK_CA_Aab | . | S36 | . | T142 | 0.12 | 113.8397
DK_CA_Aab | . | S36 | . | T143 | 0.12 | 113.8397
DK_CA_Aab | . | S36 | . | T144 | 0.12 | 113.8397
DK_CA_Aab | . | S36 | . | T145 | 0.19 | 180.2461
DK_CA_Aab | . | S36 | . | T146 | 0.42 | 398.4388
DK_CA_Aab | . | S36 | . | T147 | 0.57 | 540.7384
DK_CA_Aab | . | S36 | . | T148 | 0.72 | 683.0379
DK_CA_Aab | . | S36 | . | T149 | 0.85 | 806.3642
DK_CA_Aab | . | S36 | . | T150 | 0.95 | 901.2306
DK_CA_Aab | . | S36 | . | T151 | 1 | 948.6638
DK_CA_Aab | . | S36 | . | T152 | 1 | 948.6638
DK_CA_Aab | . | S36 | . | T153 | 1 | 948.6638
DK_CA_Aab | . | S36 | . | T154 | 1 | 948.6638
DK_CA_Aab | . | S36 | . | T155 | 1 | 948.6638
DK_CA_Aab | . | S36 | . | T156 | 1 | 948.6638
DK_CA_Aab | . | S36 | . | T157 | 1 | 948.6638
DK_CA_Aab | . | S36 | . | T158 | 1 | 948.6638
DK_CA_Aab | . | S36 | . | T159 | 1 | 948.6638
DK_CA_Aab | . | S36 | . | T160 | 1 | 948.6638
DK_CA_Aab | . | S36 | . | T161 | 1 | 948.6638
DK_CA_Aab | . | S36 | . | T162 | 1 | 948.6638
DK_CA_Aab | . | S36 | . | T163 | 1 | 948.6638
DK_CA_Aab | . | S36 | . | T164 | 1 | 948.6638
DK_CA_Aab | . | S36 | . | T165 | 1 | 948.6638
DK_CA_Aab | . | S36 | . | T166 | 1 | 948.6638
DK_CA_Aab | . | S36 | . | T167 | 1 | 948.6638
DK_CA_Aab | . | S36 | . | T168 | 1 | 948.6638
DK_CA_Aab | . | S37 | . | T001 | 1 | 948.6638
DK_CA_Aab | . | S37 | . | T002 | 1 | 948.6638
DK_CA_Aab | . | S37 | . | T003 | 1 | 948.6638
DK_CA_Aab | . | S37 | . | T004 | 1 | 948.6638
DK_CA_Aab | . | S37 | . | T005 | 1 | 948.6638
DK_CA_Aab | . | S37 | . | T006 | 1 | 948.6638
DK_CA_Aab | . | S37 | . | T007 | 1 | 948.6638
DK_CA_Aab | . | S37 | . | T008 | 1 | 948.6638
DK_CA_Aab | . | S37 | . | T009 | 1 | 948.6638
DK_CA_Aab | . | S37 | . | T010 | 1 | 948.6638
DK_CA_Aab | . | S37 | . | T011 | 1 | 948.6638
DK_CA_Aab | . | S37 | . | T012 | 1 | 948.6638
DK_CA_Aab | . | S37 | . | T013 | 1 | 948.6638
DK_CA_Aab | . | S37 | . | T014 | 1 | 948.6638
DK_CA_Aab | . | S37 | . | T015 | 1 | 948.6638
DK_CA_Aab | . | S37 | . | T016 | 1 | 948.6638
DK_CA_Aab | . | S37 | . | T017 | 1 | 948.6638
DK_CA_Aab | . | S37 | . | T018 | 1 | 948.6638
DK_CA_Aab | . | S37 | . | T019 | 1 | 948.6638
DK_CA_Aab | . | S37 | . | T020 | 1 | 948.6638
DK_CA_Aab | . | S37 | . | T021 | 1 | 948.6638
DK_CA_Aab | . | S37 | . | T022 | 1 | 948.6638
DK_CA_Aab | . | S37 | . | T023 | 1 | 948.6638
DK_CA_Aab | . | S37 | . | T024 | 1 | 948.6638
DK_CA_Aab | . | S37 | . | T025 | 1 | 948.6638
DK_CA_Aab | . | S37 | . | T026 | 1 | 948.6638
DK_CA_Aab | . | S37 | . | T027 | 1 | 948.6638
DK_CA_Aab | . | S37 | . | T028 | 1 | 948.6638
DK_CA_Aab | . | S37 | . | T029 | 1 | 948.6638
DK_CA_Aab | . | S37 | . | T030 | 1 | 948.6638
DK_CA_Aab | . | S37 | . | T031 | 1 | 948.6638
DK_CA_Aab | . | S37 | . | T032 | 1 | 948.6638
DK_CA_Aab | . | S37 | . | T033 | 1 | 948.6638
DK_CA_Aab | . | S37 | . | T034 | 1 | 948.6638
DK_CA_Aab | . | S37 | . | T035 | 1 | 948.6638
DK_CA_Aab | . | S37 | . | T036 | 1 | 948.6638
DK_CA_Aab | . | S37 | . | T037 | 1 | 948.6638
DK_CA_Aab | . | S37 | . | T038 | 1 | 948.6638
DK_CA_Aab | . | S37 | . | T039 | 1 | 948.6638
DK_CA_Aab | . | S37 | . | T040 | 1 | 948.6638
DK_CA_Aab | . | S37 | . | T041 | 1 | 948.6638
DK_CA_Aab | . | S37 | . | T042 | 1 | 948.6638
DK_CA_Aab | . | S37 | . | T043 | 1 | 948.6638
DK_CA_Aab | . | S37 | . | T044 | 1 | 948.6638
DK_CA_Aab | . | S37 | . | T045 | 1 | 948.6638
DK_CA_Aab | . | S37 | . | T046 | 1 | 948.6638
DK_CA_Aab | . | S37 | . | T047 | 1 | 948.6638
DK_CA_Aab | . | S37 | . | T048 | 1 | 948.6638
DK_CA_Aab | . | S37 | . | T049 | 1 | 948.6638
DK_CA_Aab | . | S37 | . | T050 | 0.99 | 939.1772
DK_CA_Aab | . | S37 | . | T051 | 0.85 | 806.3642
DK_CA_Aab | . | S37 | . | T052 | 0.72 | 683.0379
DK_CA_Aab | . | S37 | . | T053 | 0.72 | 683.0379
DK_CA_Aab | . | S37 | . | T054 | 0.72 | 683.0379
DK_CA_Aab | . | S37 | . | T055 | 0.72 | 683.0379
DK_CA_Aab | . | S37 | . | T056 | 0.57 | 540.7384
DK_CA_Aab | . | S37 | . | T057 | 0.42 | 398.4388
DK_CA_Aab | . | S37 | . | T058 | 0.3 | 284.5991
DK_CA_Aab | . | S37 | . | T059 | 0.3 | 284.5991
DK_CA_Aab | . | S37 | . | T060 | 0.3 | 284.5991
DK_CA_Aab | . | S37 | . | T061 | 0.3 | 284.5991
DK_CA_Aab | . | S37 | . | T062 | 0.42 | 398.4388
DK_CA_Aab | . | S37 | . | T063 | 0.42 | 398.4388
DK_CA_Aab | . | S37 | . | T064 | 0.42 | 398.4388
DK_CA_Aab | . | S37 | . | T065 | 0.42 | 398.4388
DK_CA_Aab | . | S37 | . | T066 | 0.42 | 398.4388
DK_CA_Aab | . | S37 | . | T067 | 0.42 | 398.4388
DK_CA_Aab | . | S37 | . | T068 | 0.3 | 284.5991
DK_CA_Aab | . | S37 | . | T069 | 0.3 | 284.5991
DK_CA_Aab | . | S37 | . | T070 | 0.3 | 284.5991
DK_CA_Aab | . | S37 | . | T071 | 0.19 | 180.2461
DK_CA_Aab | . | S37 | . | T072 | 0.19 | 180.2461
DK_CA_Aab | . | S37 | . | T073 | 0.19 | 180.2461
DK_CA_Aab | . | S37 | . | T074 | 0.19 | 180.2461
DK_CA_Aab | . | S37 | . | T075 | 0.12 | 113.8397
DK_CA_Aab | . | S37 | . | T076 | 0.12 | 113.8397
DK_CA_Aab | . | S37 | . | T077 | 0.12 | 113.8397
DK_CA_Aab | . | S37 | . | T078 | 0.12 | 113.8397
DK_CA_Aab | . | S37 | . | T079 | 0.12 | 113.8397
DK_CA_Aab | . | S37 | . | T080 | 0.06 | 56.9198
DK_CA_Aab | . | S37 | . | T081 | 0.06 | 56.9198
DK_CA_Aab | . | S37 | . | T082 | 0.03 | 28.4599
DK_CA_Aab | . | S37 | . | T083 | 0 | 0
DK_CA_Aab | . | S37 | . | T084 | 0.03 | 28.4599
DK_CA_Aab | . | S37 | . | T085 | 0.03 | 28.4599
DK_CA_Aab | . | S37 | . | T086 | 0.06 | 56.9198
DK_CA_Aab | . | S37 | . | T087 | 0.12 | 113.8397
DK_CA_Aab | . | S37 | . | T088 | 0.19 | 180.2461
DK_CA_Aab | . | S37 | . | T089 | 0.3 | 284.5991
DK_CA_Aab | . | S37 | . | T090 | 0.3 | 284.5991
DK_CA_Aab | . | S37 | . | T091 | 0.42 | 398.4388
DK_CA_Aab | . | S37 | . | T092 | 0.42 | 398.4388
DK_CA_Aab | . | S37 | . | T093 | 0.42 | 398.4388
DK_CA_Aab | . | S37 | . | T094 | 0.42 | 398.4388
DK_CA_Aab | . | S37 | . | T095 | 0.57 | 540.7384
DK_CA_Aab | . | S37 | . | T096 | 0.72 | 683.0379
DK_CA_Aab | . | S37 | . | T097 | 0.72 | 683.0379
DK_CA_Aab | . | S37 | . | T098 | 0.95 | 901.2306
DK_CA_Aab | . | S37 | . | T099 | 0.95 | 901.2306
DK_CA_Aab | . | S37 | . | T100 | 0.85 | 806.3642
DK_CA_Aab | . | S37 | . | T101 | 0.72 | 683.0379
DK_CA_Aab | . | S37 | . | T102 | 0.57 | 540.7384
DK_CA_Aab | . | S37 | . | T103 | 0.57 | 540.7384
DK_CA_Aab | . | S37 | . | T104 | 0.57 | 540.7384
DK_CA_Aab | . | S37 | . | T105 | 0.57 | 540.7384
DK_CA_Aab | . | S37 | . | T106 | 0.42 | 398.4388
DK_CA_Aab | . | S37 | . | T107 | 0.42 | 398.4388
DK_CA_Aab | . | S37 | . | T108 | 0.42 | 398.4388
DK_CA_Aab | . | S37 | . | T109 | 0.57 | 540.7384
DK_CA_Aab | . | S37 | . | T110 | 0.57 | 540.7384
DK_CA_Aab | . | S37 | . | T111 | 0.42 | 398.4388
DK_CA_Aab | . | S37 | . | T112 | 0.42 | 398.4388
DK_CA_Aab | . | S37 | . | T113 | 0.3 | 284.5991
DK_CA_Aab | . | S37 | . | T114 | 0.3 | 284.5991
DK_CA_Aab | . | S37 | . | T115 | 0.19 | 180.2461
DK_CA_Aab | . | S37 | . | T116 | 0.19 | 180.2461
DK_CA_Aab | . | S37 | . | T117 | 0.12 | 113.8397
DK_CA_Aab | . | S37 | . | T118 | 0.12 | 113.8397
DK_CA_Aab | . | S37 | . | T119 | 0.12 | 113.8397
DK_CA_Aab | . | S37 | . | T120 | 0.12 | 113.8397
DK_CA_Aab | . | S37 | . | T121 | 0.06 | 56.9198
DK_CA_Aab | . | S37 | . | T122 | 0.06 | 56.9198
DK_CA_Aab | . | S37 | . | T123 | 0.06 | 56.9198
DK_CA_Aab | . | S37 | . | T124 | 0.06 | 56.9198
DK_CA_Aab | . | S37 | . | T125 | 0.12 | 113.8397
DK_CA_Aab | . | S37 | . | T126 | 0.12 | 113.8397
DK_CA_Aab | . | S37 | . | T127 | 0.19 | 180.2461
DK_CA_Aab | . | S37 | . | T128 | 0.12 | 113.8397
DK_CA_Aab | . | S37 | . | T129 | 0.12 | 113.8397
DK_CA_Aab | . | S37 | . | T130 | 0.12 | 113.8397
DK_CA_Aab | . | S37 | . | T131 | 0.12 | 113.8397
DK_CA_Aab | . | S37 | . | T132 | 0.12 | 113.8397
DK_CA_Aab | . | S37 | . | T133 | 0.12 | 113.8397
DK_CA_Aab | . | S37 | . | T134 | 0.19 | 180.2461
DK_CA_Aab | . | S37 | . | T135 | 0.3 | 284.5991
DK_CA_Aab | . | S37 | . | T136 | 0.42 | 398.4388
DK_CA_Aab | . | S37 | . | T137 | 0.42 | 398.4388
DK_CA_Aab | . | S37 | . | T138 | 0.57 | 540.7384
DK_CA_Aab | . | S37 | . | T139 | 0.57 | 540.7384
DK_CA_Aab | . | S37 | . | T140 | 0.57 | 540.7384
DK_CA_Aab | . | S37 | . | T141 | 0.57 | 540.7384
DK_CA_Aab | . | S37 | . | T142 | 0.57 | 540.7384
DK_CA_Aab | . | S37 | . | T143 | 0.42 | 398.4388
DK_CA_Aab | . | S37 | . | T144 | 0.42 | 398.4388
DK_CA_Aab | . | S37 | . | T145 | 0.42 | 398.4388
DK_CA_Aab | . | S37 | . | T146 | 0.42 | 398.4388
DK_CA_Aab | . | S37 | . | T147 | 0.3 | 284.5991
DK_CA_Aab | . | S37 | . | T148 | 0.3 | 284.5991
DK_CA_Aab | . | S37 | . | T149 | 0.3 | 284.5991
DK_CA_Aab | . | S37 | . | T150 | 0.42 | 398.4388
DK_CA_Aab | . | S37 | . | T151 | 0.42 | 398.4388
DK_CA_Aab | . | S37 | . | T152 | 0.42 | 398.4388
DK_CA_Aab | . | S37 | . | T153 | 0.57 | 540.7384
DK_CA_Aab | . | S37 | . | T154 | 0.57 | 540.7384
DK_CA_Aab | . | S37 | . | T155 | 0.57 | 540.7384
DK_CA_Aab | . | S37 | . | T156 | 0.72 | 683.0379
DK_CA_Aab | . | S37 | . | T157 | 0.72 | 683.0379
DK_CA_Aab | . | S37 | . | T158 | 0.85 | 806.3642
DK_CA_Aab | . | S37 | . | T159 | 0.85 | 806.3642
DK_CA_Aab | . | S37 | . | T160 | 0.85 | 806.3642
DK_CA_Aab | . | S37 | . | T161 | 0.85 | 806.3642
DK_CA_Aab | . | S37 | . | T162 | 0.85 | 806.3642
DK_CA_Aab | . | S37 | . | T163 | 0.85 | 806.3642
DK_CA_Aab | . | S37 | . | T164 | 0.72 | 683.0379
DK_CA_Aab | . | S37 | . | T165 | 0.72 | 683.0379
DK_CA_Aab | . | S37 | . | T166 | 0.57 | 540.7384
DK_CA_Aab | . | S37 | . | T167 | 0.42 | 398.4388
DK_CA_Aab | . | S37 | . | T168 | 0.42 | 398.4388
DK_CA_Aab | . | S38 | . | T001 | 0.3 | 284.5991
DK_CA_Aab | . | S38 | . | T002 | 0.19 | 180.2461
DK_CA_Aab | . | S38 | . | T003 | 0.19 | 180.2461
DK_CA_Aab | . | S38 | . | T004 | 0.12 | 113.8397
DK_CA_Aab | . | S38 | . | T005 | 0.12 | 113.8397
DK_CA_Aab | . | S38 | . | T006 | 0.12 | 113.8397
DK_CA_Aab | . | S38 | . | T007 | 0.12 | 113.8397
DK_CA_Aab | . | S38 | . | T008 | 0.12 | 113.8397
DK_CA_Aab | . | S38 | . | T009 | 0.12 | 113.8397
DK_CA_Aab | . | S38 | . | T010 | 0.12 | 113.8397
DK_CA_Aab | . | S38 | . | T011 | 0.06 | 56.9198
DK_CA_Aab | . | S38 | . | T012 | 0.06 | 56.9198
DK_CA_Aab | . | S38 | . | T013 | 0.06 | 56.9198
DK_CA_Aab | . | S38 | . | T014 | 0.06 | 56.9198
DK_CA_Aab | . | S38 | . | T015 | 0.12 | 113.8397
DK_CA_Aab | . | S38 | . | T016 | 0.19 | 180.2461
DK_CA_Aab | . | S38 | . | T017 | 0.19 | 180.2461
DK_CA_Aab | . | S38 | . | T018 | 0.19 | 180.2461
DK_CA_Aab | . | S38 | . | T019 | 0.19 | 180.2461
DK_CA_Aab | . | S38 | . | T020 | 0.19 | 180.2461
DK_CA_Aab | . | S38 | . | T021 | 0.19 | 180.2461
DK_CA_Aab | . | S38 | . | T022 | 0.19 | 180.2461
DK_CA_Aab | . | S38 | . | T023 | 0.19 | 180.2461
DK_CA_Aab | . | S38 | . | T024 | 0.19 | 180.2461
DK_CA_Aab | . | S38 | . | T025 | 0.3 | 284.5991
DK_CA_Aab | . | S38 | . | T026 | 0.3 | 284.5991
DK_CA_Aab | . | S38 | . | T027 | 0.42 | 398.4388
DK_CA_Aab | . | S38 | . | T028 | 0.42 | 398.4388
DK_CA_Aab | . | S38 | . | T029 | 0.42 | 398.4388
DK_CA_Aab | . | S38 | . | T030 | 0.72 | 683.0379
DK_CA_Aab | . | S38 | . | T031 | 0.95 | 901.2306
DK_CA_Aab | . | S38 | . | T032 | 0.95 | 901.2306
DK_CA_Aab | . | S38 | . | T033 | 1 | 948.6638
DK_CA_Aab | . | S38 | . | T034 | 1 | 948.6638
DK_CA_Aab | . | S38 | . | T035 | 0.95 | 901.2306
DK_CA_Aab | . | S38 | . | T036 | 0.99 | 939.1772
DK_CA_Aab | . | S38 | . | T037 | 0.99 | 939.1772
DK_CA_Aab | . | S38 | . | T038 | 0.95 | 901.2306
DK_CA_Aab | . | S38 | . | T039 | 0.85 | 806.3642
DK_CA_Aab | . | S38 | . | T040 | 0.72 | 683.0379
DK_CA_Aab | . | S38 | . | T041 | 0.85 | 806.3642
DK_CA_Aab | . | S38 | . | T042 | 0.85 | 806.3642
DK_CA_Aab | . | S38 | . | T043 | 0.72 | 683.0379
DK_CA_Aab | . | S38 | . | T044 | 0.85 | 806.3642
DK_CA_Aab | . | S38 | . | T045 | 0.72 | 683.0379
DK_CA_Aab | . | S38 | . | T046 | 0.42 | 398.4388
DK_CA_Aab | . | S38 | . | T047 | 0.3 | 284.5991
DK_CA_Aab | . | S38 | . | T048 | 0.19 | 180.2461
DK_CA_Aab | . | S38 | . | T049 | 0.12 | 113.8397
DK_CA_Aab | . | S38 | . | T050 | 0.06 | 56.9198
DK_CA_Aab | . | S38 | . | T051 | 0 | 0
DK_CA_Aab | . | S38 | . | T052 | 0 | 0
DK_CA_Aab | . | S38 | . | T053 | 0.12 | 113.8397
DK_CA_Aab | . | S38 | . | T054 | 0.42 | 398.4388
DK_CA_Aab | . | S38 | . | T055 | 0.72 | 683.0379
DK_CA_Aab | . | S38 | . | T056 | 0.72 | 683.0379
DK_CA_Aab | . | S38 | . | T057 | 0.57 | 540.7384
DK_CA_Aab | . | S38 | . | T058 | 0.72 | 683.0379
DK_CA_Aab | . | S38 | . | T059 | 0.57 | 540.7384
DK_CA_Aab | . | S38 | . | T060 | 0.57 | 540.7384
DK_CA_Aab | . | S38 | . | T061 | 0.42 | 398.4388
DK_CA_Aab | . | S38 | . | T062 | 0.19 | 180.2461
DK_CA_Aab | . | S38 | . | T063 | 0.3 | 284.5991
DK_CA_Aab | . | S38 | . | T064 | 0.72 | 683.0379
DK_CA_Aab | . | S38 | . | T065 | 1 | 948.6638
DK_CA_Aab | . | S38 | . | T066 | 0.99 | 939.1772
DK_CA_Aab | . | S38 | . | T067 | 1 | 948.6638
DK_CA_Aab | . | S38 | . | T068 | 1 | 948.6638
DK_CA_Aab | . | S38 | . | T069 | 0.99 | 939.1772
DK_CA_Aab | . | S38 | . | T070 | 0.95 | 901.2306
DK_CA_Aab | . | S38 | . | T071 | 0.95 | 901.2306
DK_CA_Aab | . | S38 | . | T072 | 0.99 | 939.1772
DK_CA_Aab | . | S38 | . | T073 | 1 | 948.6638
DK_CA_Aab | . | S38 | . | T074 | 1 | 948.6638
DK_CA_Aab | . | S38 | . | T075 | 1 | 948.6638
DK_CA_Aab | . | S38 | . | T076 | 1 | 948.6638
DK_CA_Aab | . | S38 | . | T077 | 1 | 948.6638
DK_CA_Aab | . | S38 | . | T078 | 1 | 948.6638
DK_CA_Aab | . | S38 | . | T079 | 1 | 948.6638
DK_CA_Aab | . | S38 | . | T080 | 1 | 948.6638
DK_CA_Aab | . | S38 | . | T081 | 1 | 948.6638
DK_CA_Aab | . | S38 | . | T082 | 1 | 948.6638
DK_CA_Aab | . | S38 | . | T083 | 1 | 948.6638
DK_CA_Aab | . | S38 | . | T084 | 1 | 948.6638
DK_CA_Aab | . | S38 | . | T085 | 0.99 | 939.1772
DK_CA_Aab | . | S38 | . | T086 | 0.95 | 901.2306
DK_CA_Aab | . | S38 | . | T087 | 0.95 | 901.2306
DK_CA_Aab | . | S38 | . | T088 | 0.95 | 901.2306
DK_CA_Aab | . | S38 | . | T089 | 0.95 | 901.2306
DK_CA_Aab | . | S38 | . | T090 | 0.99 | 939.1772
DK_CA_Aab | . | S38 | . | T091 | 0.99 | 939.1772
DK_CA_Aab | . | S38 | . | T092 | 1 | 948.6638
DK_CA_Aab | . | S38 | . | T093 | 1 | 948.6638
DK_CA_Aab | . | S38 | . | T094 | 0.99 | 939.1772
DK_CA_Aab | . | S38 | . | T095 | 0.99 | 939.1772
DK_CA_Aab | . | S38 | . | T096 | 0.95 | 901.2306
DK_CA_Aab | . | S38 | . | T097 | 0.85 | 806.3642
DK_CA_Aab | . | S38 | . | T098 | 0.95 | 901.2306
DK_CA_Aab | . | S38 | . | T099 | 0.95 | 901.2306
DK_CA_Aab | . | S38 | . | T100 | 0.95 | 901.2306
DK_CA_Aab | . | S38 | . | T101 | 0.95 | 901.2306
DK_CA_Aab | . | S38 | . | T102 | 0.95 | 901.2306
DK_CA_Aab | . | S38 | . | T103 | 0.95 | 901.2306
DK_CA_Aab | . | S38 | . | T104 | 0.95 | 901.2306
DK_CA_Aab | . | S38 | . | T105 | 0.85 | 806.3642
DK_CA_Aab | . | S38 | . | T106 | 0.85 | 806.3642
DK_CA_Aab | . | S38 | . | T107 | 0.85 | 806.3642
DK_CA_Aab | . | S38 | . | T108 | 0.85 | 806.3642
DK_CA_Aab | . | S38 | . | T109 | 0.72 | 683.0379
DK_CA_Aab | . | S38 | . | T110 | 0.72 | 683.0379
DK_CA_Aab | . | S38 | . | T111 | 0.85 | 806.3642
DK_CA_Aab | . | S38 | . | T112 | 0.95 | 901.2306
DK_CA_Aab | . | S38 | . | T113 | 0.99 | 939.1772
DK_CA_Aab | . | S38 | . | T114 | 0.99 | 939.1772
DK_CA_Aab | . | S38 | . | T115 | 0.99 | 939.1772
DK_CA_Aab | . | S38 | . | T116 | 0.99 | 939.1772
DK_CA_Aab | . | S38 | . | T117 | 0.95 | 901.2306
DK_CA_Aab | . | S38 | . | T118 | 0.95 | 901.2306
DK_CA_Aab | . | S38 | . | T119 | 0.99 | 939.1772
DK_CA_Aab | . | S38 | . | T120 | 1 | 948.6638
DK_CA_Aab | . | S38 | . | T121 | 1 | 948.6638
DK_CA_Aab | . | S38 | . | T122 | 0.99 | 939.1772
DK_CA_Aab | . | S38 | . | T123 | 0.95 | 901.2306
DK_CA_Aab | . | S38 | . | T124 | 0.95 | 901.2306
DK_CA_Aab | . | S38 | . | T125 | 0.95 | 901.2306
DK_CA_Aab | . | S38 | . | T126 | 0.99 | 939.1772
DK_CA_Aab | . | S38 | . | T127 | 0.99 | 939.1772
DK_CA_Aab | . | S38 | . | T128 | 0.99 | 939.1772
DK_CA_Aab | . | S38 | . | T129 | 0.99 | 939.1772
DK_CA_Aab | . | S38 | . | T130 | 0.95 | 901.2306
DK_CA_Aab | . | S38 | . | T131 | 0.95 | 901.2306
DK_CA_Aab | . | S38 | . | T132 | 0.95 | 901.2306
DK_CA_Aab | . | S38 | . | T133 | 0.85 | 806.3642
DK_CA_Aab | . | S38 | . | T134 | 0.95 | 901.2306
DK_CA_Aab | . | S38 | . | T135 | 0.95 | 901.2306
DK_CA_Aab | . | S38 | . | T136 | 0.95 | 901.2306
DK_CA_Aab | . | S38 | . | T137 | 0.99 | 939.1772
DK_CA_Aab | . | S38 | . | T138 | 0.95 | 901.2306
DK_CA_Aab | . | S38 | . | T139 | 0.95 | 901.2306
DK_CA_Aab | . | S38 | . | T140 | 0.85 | 806.3642
DK_CA_Aab | . | S38 | . | T141 | 0.85 | 806.3642
DK_CA_Aab | . | S38 | . | T142 | 0.57 | 540.7384
DK_CA_Aab | . | S38 | . | T143 | 0.3 | 284.5991
DK_CA_Aab | . | S38 | . | T144 | 0.19 | 180.2461
DK_CA_Aab | . | S38 | . | T145 | 0.12 | 113.8397
DK_CA_Aab | . | S38 | . | T146 | 0.06 | 56.9198
DK_CA_Aab | . | S38 | . | T147 | 0.06 | 56.9198
DK_CA_Aab | . | S38 | . | T148 | 0.06 | 56.9198
DK_CA_Aab | . | S38 | . | T149 | 0.06 | 56.9198
DK_CA_Aab | . | S38 | . | T150 | 0.06 | 56.9198
DK_CA_Aab | . | S38 | . | T151 | 0.06 | 56.9198
DK_CA_Aab | . | S38 | . | T152 | 0.06 | 56.9198
DK_CA_Aab | . | S38 | . | T153 | 0.06 | 56.9198
DK_CA_Aab | . | S38 | . | T154 | 0.06 | 56.9198
DK_CA_Aab | . | S38 | . | T155 | 0.06 | 56.9198
DK_CA_Aab | . | S38 | . | T156 | 0.06 | 56.9198
DK_CA_Aab | . | S38 | . | T157 | 0.06 | 56.9198
DK_CA_Aab | . | S38 | . | T158 | 0.06 | 56.9198
DK_CA_Aab | . | S38 | . | T159 | 0.06 | 56.9198
DK_CA_Aab | . | S38 | . | T160 | 0.19 | 180.2461
DK_CA_Aab | . | S38 | . | T161 | 0.3 | 284.5991
DK_CA_Aab | . | S38 | . | T162 | 0.3 | 284.5991
DK_CA_Aab | . | S38 | . | T163 | 0.57 | 540.7384
DK_CA_Aab | . | S38 | . | T164 | 0.72 | 683.0379
DK_CA_Aab | . | S38 | . | T165 | 0.57 | 540.7384
DK_CA_Aab | . | S38 | . | T166 | 0.42 | 398.4388
DK_CA_Aab | . | S38 | . | T167 | 0.3 | 284.5991
DK_CA_Aab | . | S38 | . | T168 | 0.19 | 180.2461
DK_CA_Aab | . | S39 | . | T001 | 0.12 | 113.8397
DK_CA_Aab | . | S39 | . | T002 | 0.12 | 113.8397
DK_CA_Aab | . | S39 | . | T003 | 0.19 | 180.2461
DK_CA_Aab | . | S39 | . | T004 | 0.19 | 180.2461
DK_CA_Aab | . | S39 | . | T005 | 0.3 | 284.5991
DK_CA_Aab | . | S39 | . | T006 | 0.42 | 398.4388
DK_CA_Aab | . | S39 | . | T007 | 0.3 | 284.5991
DK_CA_Aab | . | S39 | . | T008 | 0.3 | 284.5991
DK_CA_Aab | . | S39 | . | T009 | 0.42 | 398.4388
DK_CA_Aab | . | S39 | . | T010 | 0.42 | 398.4388
DK_CA_Aab | . | S39 | . | T011 | 0.42 | 398.4388
DK_CA_Aab | . | S39 | . | T012 | 0.42 | 398.4388
DK_CA_Aab | . | S39 | . | T013 | 0.57 | 540.7384
DK_CA_Aab | . | S39 | . | T014 | 0.42 | 398.4388
DK_CA_Aab | . | S39 | . | T015 | 0.42 | 398.4388
DK_CA_Aab | . | S39 | . | T016 | 0.42 | 398.4388
DK_CA_Aab | . | S39 | . | T017 | 0.42 | 398.4388
DK_CA_Aab | . | S39 | . | T018 | 0.57 | 540.7384
DK_CA_Aab | . | S39 | . | T019 | 0.72 | 683.0379
DK_CA_Aab | . | S39 | . | T020 | 0.85 | 806.3642
DK_CA_Aab | . | S39 | . | T021 | 0.72 | 683.0379
DK_CA_Aab | . | S39 | . | T022 | 0.72 | 683.0379
DK_CA_Aab | . | S39 | . | T023 | 0.57 | 540.7384
DK_CA_Aab | . | S39 | . | T024 | 0.72 | 683.0379
DK_CA_Aab | . | S39 | . | T025 | 0.72 | 683.0379
DK_CA_Aab | . | S39 | . | T026 | 0.72 | 683.0379
DK_CA_Aab | . | S39 | . | T027 | 0.72 | 683.0379
DK_CA_Aab | . | S39 | . | T028 | 0.72 | 683.0379
DK_CA_Aab | . | S39 | . | T029 | 0.57 | 540.7384
DK_CA_Aab | . | S39 | . | T030 | 0.72 | 683.0379
DK_CA_Aab | . | S39 | . | T031 | 0.57 | 540.7384
DK_CA_Aab | . | S39 | . | T032 | 0.72 | 683.0379
DK_CA_Aab | . | S39 | . | T033 | 0.85 | 806.3642
DK_CA_Aab | . | S39 | . | T034 | 0.85 | 806.3642
DK_CA_Aab | . | S39 | . | T035 | 0.85 | 806.3642
DK_CA_Aab | . | S39 | . | T036 | 0.85 | 806.3642
DK_CA_Aab | . | S39 | . | T037 | 0.85 | 806.3642
DK_CA_Aab | . | S39 | . | T038 | 0.85 | 806.3642
DK_CA_Aab | . | S39 | . | T039 | 0.85 | 806.3642
DK_CA_Aab | . | S39 | . | T040 | 0.85 | 806.3642
DK_CA_Aab | . | S39 | . | T041 | 0.85 | 806.3642
DK_CA_Aab | . | S39 | . | T042 | 0.85 | 806.3642
DK_CA_Aab | . | S39 | . | T043 | 0.85 | 806.3642
DK_CA_Aab | . | S39 | . | T044 | 0.85 | 806.3642
DK_CA_Aab | . | S39 | . | T045 | 0.85 | 806.3642
DK_CA_Aab | . | S39 | . | T046 | 0.72 | 683.0379
DK_CA_Aab | . | S39 | . | T047 | 0.72 | 683.0379
DK_CA_Aab | . | S39 | . | T048 | 0.72 | 683.0379
DK_CA_Aab | . | S39 | . | T049 | 0.72 | 683.0379
DK_CA_Aab | . | S39 | . | T050 | 0.72 | 683.0379
DK_CA_Aab | . | S39 | . | T051 | 0.72 | 683.0379
DK_CA_Aab | . | S39 | . | T052 | 0.72 | 683.0379
DK_CA_Aab | . | S39 | . | T053 | 0.72 | 683.0379
DK_CA_Aab | . | S39 | . | T054 | 0.57 | 540.7384
DK_CA_Aab | . | S39 | . | T055 | 0.57 | 540.7384
DK_CA_Aab | . | S39 | . | T056 | 0.72 | 683.0379
DK_CA_Aab | . | S39 | . | T057 | 0.72 | 683.0379
DK_CA_Aab | . | S39 | . | T058 | 0.72 | 683.0379
DK_CA_Aab | . | S39 | . | T059 | 0.57 | 540.7384
DK_CA_Aab | . | S39 | . | T060 | 0.42 | 398.4388
DK_CA_Aab | . | S39 | . | T061 | 0.42 | 398.4388
DK_CA_Aab | . | S39 | . | T062 | 0.3 | 284.5991
DK_CA_Aab | . | S39 | . | T063 | 0.3 | 284.5991
DK_CA_Aab | . | S39 | . | T064 | 0.42 | 398.4388
DK_CA_Aab | . | S39 | . | T065 | 0.42 | 398.4388
DK_CA_Aab | . | S39 | . | T066 | 0.42 | 398.4388
DK_CA_Aab | . | S39 | . | T067 | 0.3 | 284.5991
DK_CA_Aab | . | S39 | . | T068 | 0.3 | 284.5991
DK_CA_Aab | . | S39 | . | T069 | 0.3 | 284.5991
DK_CA_Aab | . | S39 | . | T070 | 0.3 | 284.5991
DK_CA_Aab | . | S39 | . | T071 | 0.3 | 284.5991
DK_CA_Aab | . | S39 | . | T072 | 0.3 | 284.5991
DK_CA_Aab | . | S39 | . | T073 | 0.3 | 284.5991
DK_CA_Aab | . | S39 | . | T074 | 0.19 | 180.2461
DK_CA_Aab | . | S39 | . | T075 | 0.19 | 180.2461
DK_CA_Aab | . | S39 | . | T076 | 0.12 | 113.8397
DK_CA_Aab | . | S39 | . | T077 | 0.12 | 113.8397
DK_CA_Aab | . | S39 | . | T078 | 0.12 | 113.8397
DK_CA_Aab | . | S39 | . | T079 | 0.12 | 113.8397
DK_CA_Aab | . | S39 | . | T080 | 0.3 | 284.5991
DK_CA_Aab | . | S39 | . | T081 | 0.19 | 180.2461
DK_CA_Aab | . | S39 | . | T082 | 0.19 | 180.2461
DK_CA_Aab | . | S39 | . | T083 | 0.3 | 284.5991
DK_CA_Aab | . | S39 | . | T084 | 0.19 | 180.2461
DK_CA_Aab | . | S39 | . | T085 | 0.19 | 180.2461
DK_CA_Aab | . | S39 | . | T086 | 0.19 | 180.2461
DK_CA_Aab | . | S39 | . | T087 | 0.19 | 180.2461
DK_CA_Aab | . | S39 | . | T088 | 0.3 | 284.5991
DK_CA_Aab | . | S39 | . | T089 | 0.3 | 284.5991
DK_CA_Aab | . | S39 | . | T090 | 0.3 | 284.5991
DK_CA_Aab | . | S39 | . | T091 | 0.3 | 284.5991
DK_CA_Aab | . | S39 | . | T092 | 0.3 | 284.5991
DK_CA_Aab | . | S39 | . | T093 | 0.3 | 284.5991
DK_CA_Aab | . | S39 | . | T094 | 0.3 | 284.5991
DK_CA_Aab | . | S39 | . | T095 | 0.3 | 284.5991
DK_CA_Aab | . | S39 | . | T096 | 0.3 | 284.5991
DK_CA_Aab | . | S39 | . | T097 | 0.19 | 180.2461
DK_CA_Aab | . | S39 | . | T098 | 0.19 | 180.2461
DK_CA_Aab | . | S39 | . | T099 | 0.19 | 180.2461
DK_CA_Aab | . | S39 | . | T100 | 0.19 | 180.2461
DK_CA_Aab | . | S39 | . | T101 | 0.19 | 180.2461
DK_CA_Aab | . | S39 | . | T102 | 0.19 | 180.2461
DK_CA_Aab | . | S39 | . | T103 | 0.12 | 113.8397
DK_CA_Aab | . | S39 | . | T104 | 0.12 | 113.8397
DK_CA_Aab | . | S39 | . | T105 | 0.06 | 56.9198
DK_CA_Aab | . | S39 | . | T106 | 0.06 | 56.9198
DK_CA_Aab | . | S39 | . | T107 | 0.06 | 56.9198
DK_CA_Aab | . | S39 | . | T108 | 0.06 | 56.9198
DK_CA_Aab | . | S39 | . | T109 | 0.06 | 56.9198
DK_CA_Aab | . | S39 | . | T110 | 0.03 | 28.4599
DK_CA_Aab | . | S39 | . | T111 | 0.03 | 28.4599
DK_CA_Aab | . | S39 | . | T112 | 0 | 0
DK_CA_Aab | . | S39 | . | T113 | 0 | 0
DK_CA_Aab | . | S39 | . | T114 | 0 | 0
DK_CA_Aab | . | S39 | . | T115 | 0 | 0
DK_CA_Aab | . | S39 | . | T116 | 0 | 0
DK_CA_Aab | . | S39 | . | T117 | 0 | 0
DK_CA_Aab | . | S39 | . | T118 | 0 | 0
DK_CA_Aab | . | S39 | . | T119 | 0 | 0
DK_CA_Aab | . | S39 | . | T120 | 0 | 0
DK_CA_Aab | . | S39 | . | T121 | 0.06 | 56.9198
DK_CA_Aab | . | S39 | . | T122 | 0.06 | 56.9198
DK_CA_Aab | . | S39 | . | T123 | 0.06 | 56.9198
DK_CA_Aab | . | S39 | . | T124 | 0.06 | 56.9198
DK_CA_Aab | . | S39 | . | T125 | 0.03 | 28.4599
DK_CA_Aab | . | S39 | . | T126 | 0 | 0
DK_CA_Aab | . | S39 | . | T127 | 0 | 0
DK_CA_Aab | . | S39 | . | T128 | 0 | 0
DK_CA_Aab | . | S39 | . | T129 | 0 | 0
DK_CA_Aab | . | S39 | . | T130 | 0 | 0
DK_CA_Aab | . | S39 | . | T131 | 0.03 | 28.4599
DK_CA_Aab | . | S39 | . | T132 | 0.06 | 56.9198
DK_CA_Aab | . | S39 | . | T133 | 0.12 | 113.8397
DK_CA_Aab | . | S39 | . | T134 | 0.19 | 180.2461
DK_CA_Aab | . | S39 | . | T135 | 0.19 | 180.2461
DK_CA_Aab | . | S39 | . | T136 | 0.19 | 180.2461
DK_CA_Aab | . | S39 | . | T137 | 0.3 | 284.5991
DK_CA_Aab | . | S39 | . | T138 | 0.3 | 284.5991
DK_CA_Aab | . | S39 | . | T139 | 0.3 | 284.5991
DK_CA_Aab | . | S39 | . | T140 | 0.3 | 284.5991
DK_CA_Aab | . | S39 | . | T141 | 0.3 | 284.5991
DK_CA_Aab | . | S39 | . | T142 | 0.3 | 284.5991
DK_CA_Aab | . | S39 | . | T143 | 0.19 | 180.2461
DK_CA_Aab | . | S39 | . | T144 | 0.19 | 180.2461
DK_CA_Aab | . | S39 | . | T145 | 0.12 | 113.8397
DK_CA_Aab | . | S39 | . | T146 | 0.12 | 113.8397
DK_CA_Aab | . | S39 | . | T147 | 0.06 | 56.9198
DK_CA_Aab | . | S39 | . | T148 | 0.06 | 56.9198
DK_CA_Aab | . | S39 | . | T149 | 0.06 | 56.9198
DK_CA_Aab | . | S39 | . | T150 | 0.06 | 56.9198
DK_CA_Aab | . | S39 | . | T151 | 0.12 | 113.8397
DK_CA_Aab | . | S39 | . | T152 | 0.12 | 113.8397
DK_CA_Aab | . | S39 | . | T153 | 0.19 | 180.2461
DK_CA_Aab | . | S39 | . | T154 | 0.3 | 284.5991
DK_CA_Aab | . | S39 | . | T155 | 0.42 | 398.4388
DK_CA_Aab | . | S39 | . | T156 | 0.42 | 398.4388
DK_CA_Aab | . | S39 | . | T157 | 0.57 | 540.7384
DK_CA_Aab | . | S39 | . | T158 | 0.57 | 540.7384
DK_CA_Aab | . | S39 | . | T159 | 0.57 | 540.7384
DK_CA_Aab | . | S39 | . | T160 | 0.72 | 683.0379
DK_CA_Aab | . | S39 | . | T161 | 0.72 | 683.0379
DK_CA_Aab | . | S39 | . | T162 | 0.72 | 683.0379
DK_CA_Aab | . | S39 | . | T163 | 0.95 | 901.2306
DK_CA_Aab | . | S39 | . | T164 | 0.99 | 939.1772
DK_CA_Aab | . | S39 | . | T165 | 0.99 | 939.1772
DK_CA_Aab | . | S39 | . | T166 | 0.99 | 939.1772
DK_CA_Aab | . | S39 | . | T167 | 0.95 | 901.2306
DK_CA_Aab | . | S39 | . | T168 | 0.95 | 901.2306
DK_CA_Aab | . | S40 | . | T001 | 0.95 | 901.2306
DK_CA_Aab | . | S40 | . | T002 | 0.95 | 901.2306
DK_CA_Aab | . | S40 | . | T003 | 0.95 | 901.2306
DK_CA_Aab | . | S40 | . | T004 | 0.95 | 901.2306
DK_CA_Aab | . | S40 | . | T005 | 0.95 | 901.2306
DK_CA_Aab | . | S40 | . | T006 | 0.85 | 806.3642
DK_CA_Aab | . | S40 | . | T007 | 0.72 | 683.0379
DK_CA_Aab | . | S40 | . | T008 | 0.42 | 398.4388
DK_CA_Aab | . | S40 | . | T009 | 0.42 | 398.4388
DK_CA_Aab | . | S40 | . | T010 | 0.3 | 284.5991
DK_CA_Aab | . | S40 | . | T011 | 0.19 | 180.2461
DK_CA_Aab | . | S40 | . | T012 | 0.3 | 284.5991
DK_CA_Aab | . | S40 | . | T013 | 0.3 | 284.5991
DK_CA_Aab | . | S40 | . | T014 | 0.42 | 398.4388
DK_CA_Aab | . | S40 | . | T015 | 0.42 | 398.4388
DK_CA_Aab | . | S40 | . | T016 | 0.42 | 398.4388
DK_CA_Aab | . | S40 | . | T017 | 0.42 | 398.4388
DK_CA_Aab | . | S40 | . | T018 | 0.42 | 398.4388
DK_CA_Aab | . | S40 | . | T019 | 0.57 | 540.7384
DK_CA_Aab | . | S40 | . | T020 | 0.72 | 683.0379
DK_CA_Aab | . | S40 | . | T021 | 0.72 | 683.0379
DK_CA_Aab | . | S40 | . | T022 | 0.85 | 806.3642
DK_CA_Aab | . | S40 | . | T023 | 0.99 | 939.1772
DK_CA_Aab | . | S40 | . | T024 | 0.99 | 939.1772
DK_CA_Aab | . | S40 | . | T025 | 1 | 948.6638
DK_CA_Aab | . | S40 | . | T026 | 1 | 948.6638
DK_CA_Aab | . | S40 | . | T027 | 1 | 948.6638
DK_CA_Aab | . | S40 | . | T028 | 1 | 948.6638
DK_CA_Aab | . | S40 | . | T029 | 1 | 948.6638
DK_CA_Aab | . | S40 | . | T030 | 1 | 948.6638
DK_CA_Aab | . | S40 | . | T031 | 1 | 948.6638
DK_CA_Aab | . | S40 | . | T032 | 1 | 948.6638
DK_CA_Aab | . | S40 | . | T033 | 1 | 948.6638
DK_CA_Aab | . | S40 | . | T034 | 1 | 948.6638
DK_CA_Aab | . | S40 | . | T035 | 1 | 948.6638
DK_CA_Aab | . | S40 | . | T036 | 1 | 948.6638
DK_CA_Aab | . | S40 | . | T037 | 1 | 948.6638
DK_CA_Aab | . | S40 | . | T038 | 1 | 948.6638
DK_CA_Aab | . | S40 | . | T039 | 1 | 948.6638
DK_CA_Aab | . | S40 | . | T040 | 1 | 948.6638
DK_CA_Aab | . | S40 | . | T041 | 1 | 948.6638
DK_CA_Aab | . | S40 | . | T042 | 1 | 948.6638
DK_CA_Aab | . | S40 | . | T043 | 1 | 948.6638
DK_CA_Aab | . | S40 | . | T044 | 1 | 948.6638
DK_CA_Aab | . | S40 | . | T045 | 1 | 948.6638
DK_CA_Aab | . | S40 | . | T046 | 1 | 948.6638
DK_CA_Aab | . | S40 | . | T047 | 1 | 948.6638
DK_CA_Aab | . | S40 | . | T048 | 1 | 948.6638
DK_CA_Aab | . | S40 | . | T049 | 1 | 948.6638
DK_CA_Aab | . | S40 | . | T050 | 1 | 948.6638
DK_CA_Aab | . | S40 | . | T051 | 1 | 948.6638
DK_CA_Aab | . | S40 | . | T052 | 1 | 948.6638
DK_CA_Aab | . | S40 | . | T053 | 1 | 948.6638
DK_CA_Aab | . | S40 | . | T054 | 1 | 948.6638
DK_CA_Aab | . | S40 | . | T055 | 1 | 948.6638
DK_CA_Aab | . | S40 | . | T056 | 1 | 948.6638
DK_CA_Aab | . | S40 | . | T057 | 1 | 948.6638
DK_CA_Aab | . | S40 | . | T058 | 1 | 948.6638
DK_CA_Aab | . | S40 | . | T059 | 0.99 | 939.1772
DK_CA_Aab | . | S40 | . | T060 | 0.95 | 901.2306
DK_CA_Aab | . | S40 | . | T061 | 0.95 | 901.2306
DK_CA_Aab | . | S40 | . | T062 | 0.85 | 806.3642
DK_CA_Aab | . | S40 | . | T063 | 0.85 | 806.3642
DK_CA_Aab | . | S40 | . | T064 | 0.85 | 806.3642
DK_CA_Aab | . | S40 | . | T065 | 0.95 | 901.2306
DK_CA_Aab | . | S40 | . | T066 | 0.95 | 901.2306
DK_CA_Aab | . | S40 | . | T067 | 0.95 | 901.2306
DK_CA_Aab | . | S40 | . | T068 | 0.95 | 901.2306
DK_CA_Aab | . | S40 | . | T069 | 0.99 | 939.1772
DK_CA_Aab | . | S40 | . | T070 | 0.99 | 939.1772
DK_CA_Aab | . | S40 | . | T071 | 0.99 | 939.1772
DK_CA_Aab | . | S40 | . | T072 | 0.99 | 939.1772
DK_CA_Aab | . | S40 | . | T073 | 1 | 948.6638
DK_CA_Aab | . | S40 | . | T074 | 1 | 948.6638
DK_CA_Aab | . | S40 | . | T075 | 1 | 948.6638
DK_CA_Aab | . | S40 | . | T076 | 1 | 948.6638
DK_CA_Aab | . | S40 | . | T077 | 1 | 948.6638
DK_CA_Aab | . | S40 | . | T078 | 1 | 948.6638
DK_CA_Aab | . | S40 | . | T079 | 1 | 948.6638
DK_CA_Aab | . | S40 | . | T080 | 1 | 948.6638
DK_CA_Aab | . | S40 | . | T081 | 1 | 948.6638
DK_CA_Aab | . | S40 | . | T082 | 1 | 948.6638
DK_CA_Aab | . | S40 | . | T083 | 1 | 948.6638
DK_CA_Aab | . | S40 | . | T084 | 1 | 948.6638
DK_CA_Aab | . | S40 | . | T085 | 1 | 948.6638
DK_CA_Aab | . | S40 | . | T086 | 1 | 948.6638
DK_CA_Aab | . | S40 | . | T087 | 1 | 948.6638
DK_CA_Aab | . | S40 | . | T088 | 1 | 948.6638
DK_CA_Aab | . | S40 | . | T089 | 1 | 948.6638
DK_CA_Aab | . | S40 | . | T090 | 1 | 948.6638
DK_CA_Aab | . | S40 | . | T091 | 1 | 948.6638
DK_CA_Aab | . | S40 | . | T092 | 1 | 948.6638
DK_CA_Aab | . | S40 | . | T093 | 1 | 948.6638
DK_CA_Aab | . | S40 | . | T094 | 1 | 948.6638
DK_CA_Aab | . | S40 | . | T095 | 0.99 | 939.1772
DK_CA_Aab | . | S40 | . | T096 | 0.99 | 939.1772
DK_CA_Aab | . | S40 | . | T097 | 0.95 | 901.2306
DK_CA_Aab | . | S40 | . | T098 | 0.95 | 901.2306
DK_CA_Aab | . | S40 | . | T099 | 0.95 | 901.2306
DK_CA_Aab | . | S40 | . | T100 | 0.95 | 901.2306
DK_CA_Aab | . | S40 | . | T101 | 0.95 | 901.2306
DK_CA_Aab | . | S40 | . | T102 | 0.95 | 901.2306
DK_CA_Aab | . | S40 | . | T103 | 0.95 | 901.2306
DK_CA_Aab | . | S40 | . | T104 | 0.95 | 901.2306
DK_CA_Aab | . | S40 | . | T105 | 0.95 | 901.2306
DK_CA_Aab | . | S40 | . | T106 | 0.95 | 901.2306
DK_CA_Aab | . | S40 | . | T107 | 0.95 | 901.2306
DK_CA_Aab | . | S40 | . | T108 | 0.99 | 939.1772
DK_CA_Aab | . | S40 | . | T109 | 0.99 | 939.1772
DK_CA_Aab | . | S40 | . | T110 | 0.99 | 939.1772
DK_CA_Aab | . | S40 | . | T111 | 0.95 | 901.2306
DK_CA_Aab | . | S40 | . | T112 | 0.85 | 806.3642
DK_CA_Aab | . | S40 | . | T113 | 0.85 | 806.3642
DK_CA_Aab | . | S40 | . | T114 | 0.85 | 806.3642
DK_CA_Aab | . | S40 | . | T115 | 0.85 | 806.3642
DK_CA_Aab | . | S40 | . | T116 | 0.72 | 683.0379
DK_CA_Aab | . | S40 | . | T117 | 0.57 | 540.7384
DK_CA_Aab | . | S40 | . | T118 | 0.42 | 398.4388
DK_CA_Aab | . | S40 | . | T119 | 0.3 | 284.5991
DK_CA_Aab | . | S40 | . | T120 | 0.19 | 180.2461
DK_CA_Aab | . | S40 | . | T121 | 0.12 | 113.8397
DK_CA_Aab | . | S40 | . | T122 | 0.12 | 113.8397
DK_CA_Aab | . | S40 | . | T123 | 0.19 | 180.2461
DK_CA_Aab | . | S40 | . | T124 | 0.19 | 180.2461
DK_CA_Aab | . | S40 | . | T125 | 0.19 | 180.2461
DK_CA_Aab | . | S40 | . | T126 | 0.3 | 284.5991
DK_CA_Aab | . | S40 | . | T127 | 0.3 | 284.5991
DK_CA_Aab | . | S40 | . | T128 | 0.42 | 398.4388
DK_CA_Aab | . | S40 | . | T129 | 0.42 | 398.4388
DK_CA_Aab | . | S40 | . | T130 | 0.42 | 398.4388
DK_CA_Aab | . | S40 | . | T131 | 0.42 | 398.4388
DK_CA_Aab | . | S40 | . | T132 | 0.42 | 398.4388
DK_CA_Aab | . | S40 | . | T133 | 0.42 | 398.4388
DK_CA_Aab | . | S40 | . | T134 | 0.42 | 398.4388
DK_CA_Aab | . | S40 | . | T135 | 0.42 | 398.4388
DK_CA_Aab | . | S40 | . | T136 | 0.42 | 398.4388
DK_CA_Aab | . | S40 | . | T137 | 0.42 | 398.4388
DK_CA_Aab | . | S40 | . | T138 | 0.42 | 398.4388
DK_CA_Aab | . | S40 | . | T139 | 0.42 | 398.4388
DK_CA_Aab | . | S40 | . | T140 | 0.3 | 284.5991
DK_CA_Aab | . | S40 | . | T141 | 0.42 | 398.4388
DK_CA_Aab | . | S40 | . | T142 | 0.42 | 398.4388
DK_CA_Aab | . | S40 | . | T143 | 0.42 | 398.4388
DK_CA_Aab | . | S40 | . | T144 | 0.42 | 398.4388
DK_CA_Aab | . | S40 | . | T145 | 0.42 | 398.4388
DK_CA_Aab | . | S40 | . | T146 | 0.42 | 398.4388
DK_CA_Aab | . | S40 | . | T147 | 0.42 | 398.4388
DK_CA_Aab | . | S40 | . | T148 | 0.57 | 540.7384
DK_CA_Aab | . | S40 | . | T149 | 0.72 | 683.0379
DK_CA_Aab | . | S40 | . | T150 | 0.72 | 683.0379
DK_CA_Aab | . | S40 | . | T151 | 0.85 | 806.3642
DK_CA_Aab | . | S40 | . | T152 | 0.85 | 806.3642
DK_CA_Aab | . | S40 | . | T153 | 0.85 | 806.3642
DK_CA_Aab | . | S40 | . | T154 | 0.85 | 806.3642
DK_CA_Aab | . | S40 | . | T155 | 0.85 | 806.3642
DK_CA_Aab | . | S40 | . | T156 | 0.85 | 806.3642
DK_CA_Aab | . | S40 | . | T157 | 0.72 | 683.0379
DK_CA_Aab | . | S40 | . | T158 | 0.72 | 683.0379
DK_CA_Aab | . | S40 | . | T159 | 0.72 | 683.0379
DK_CA_Aab | . | S40 | . | T160 | 0.72 | 683.0379
DK_CA_Aab | . | S40 | . | T161 | 0.72 | 683.0379
DK_CA_Aab | . | S40 | . | T162 | 0.72 | 683.0379
DK_CA_Aab | . | S40 | . | T163 | 0.72 | 683.0379
DK_CA_Aab | . | S40 | . | T164 | 0.72 | 683.0379
DK_CA_Aab | . | S40 | . | T165 | 0.72 | 683.0379
DK_CA_Aab | . | S40 | . | T166 | 0.72 | 683.0379
DK_CA_Aab | . | S40 | . | T167 | 0.85 | 806.3642
DK_CA_Aab | . | S40 | . | T168 | 0.95 | 901.2306
DK_CA_Aab | . | S41 | . | T001 | 0.95 | 901.2306
DK_CA_Aab | . | S41 | . | T002 | 0.95 | 901.2306
DK_CA_Aab | . | S41 | . | T003 | 0.95 | 901.2306
DK_CA_Aab | . | S41 | . | T004 | 0.85 | 806.3642
DK_CA_Aab | . | S41 | . | T005 | 0.72 | 683.0379
DK_CA_Aab | . | S41 | . | T006 | 0.72 | 683.0379
DK_CA_Aab | . | S41 | . | T007 | 0.57 | 540.7384
DK_CA_Aab | . | S41 | . | T008 | 0.57 | 540.7384
DK_CA_Aab | . | S41 | . | T009 | 0.57 | 540.7384
DK_CA_Aab | . | S41 | . | T010 | 0.57 | 540.7384
DK_CA_Aab | . | S41 | . | T011 | 0.57 | 540.7384
DK_CA_Aab | . | S41 | . | T012 | 0.57 | 540.7384
DK_CA_Aab | . | S41 | . | T013 | 0.57 | 540.7384
DK_CA_Aab | . | S41 | . | T014 | 0.57 | 540.7384
DK_CA_Aab | . | S41 | . | T015 | 0.57 | 540.7384
DK_CA_Aab | . | S41 | . | T016 | 0.57 | 540.7384
DK_CA_Aab | . | S41 | . | T017 | 0.72 | 683.0379
DK_CA_Aab | . | S41 | . | T018 | 0.85 | 806.3642
DK_CA_Aab | . | S41 | . | T019 | 0.85 | 806.3642
DK_CA_Aab | . | S41 | . | T020 | 0.95 | 901.2306
DK_CA_Aab | . | S41 | . | T021 | 0.95 | 901.2306
DK_CA_Aab | . | S41 | . | T022 | 0.95 | 901.2306
DK_CA_Aab | . | S41 | . | T023 | 0.95 | 901.2306
DK_CA_Aab | . | S41 | . | T024 | 0.99 | 939.1772
DK_CA_Aab | . | S41 | . | T025 | 0.99 | 939.1772
DK_CA_Aab | . | S41 | . | T026 | 1 | 948.6638
DK_CA_Aab | . | S41 | . | T027 | 1 | 948.6638
DK_CA_Aab | . | S41 | . | T028 | 1 | 948.6638
DK_CA_Aab | . | S41 | . | T029 | 1 | 948.6638
DK_CA_Aab | . | S41 | . | T030 | 1 | 948.6638
DK_CA_Aab | . | S41 | . | T031 | 1 | 948.6638
DK_CA_Aab | . | S41 | . | T032 | 1 | 948.6638
DK_CA_Aab | . | S41 | . | T033 | 1 | 948.6638
DK_CA_Aab | . | S41 | . | T034 | 1 | 948.6638
DK_CA_Aab | . | S41 | . | T035 | 1 | 948.6638
DK_CA_Aab | . | S41 | . | T036 | 1 | 948.6638
DK_CA_Aab | . | S41 | . | T037 | 1 | 948.6638
DK_CA_Aab | . | S41 | . | T038 | 1 | 948.6638
DK_CA_Aab | . | S41 | . | T039 | 1 | 948.6638
DK_CA_Aab | . | S41 | . | T040 | 1 | 948.6638
DK_CA_Aab | . | S41 | . | T041 | 1 | 948.6638
DK_CA_Aab | . | S41 | . | T042 | 1 | 948.6638
DK_CA_Aab | . | S41 | . | T043 | 1 | 948.6638
DK_CA_Aab | . | S41 | . | T044 | 1 | 948.6638
DK_CA_Aab | . | S41 | . | T045 | 1 | 948.6638
DK_CA_Aab | . | S41 | . | T046 | 1 | 948.6638
DK_CA_Aab | . | S41 | . | T047 | 1 | 948.6638
DK_CA_Aab | . | S41 | . | T048 | 1 | 948.6638
DK_CA_Aab | . | S41 | . | T049 | 1 | 948.6638
DK_CA_Aab | . | S41 | . | T050 | 1 | 948.6638
DK_CA_Aab | . | S41 | . | T051 | 1 | 948.6638
DK_CA_Aab | . | S41 | . | T052 | 1 | 948.6638
DK_CA_Aab | . | S41 | . | T053 | 1 | 948.6638
DK_CA_Aab | . | S41 | . | T054 | 1 | 948.6638
DK_CA_Aab | . | S41 | . | T055 | 1 | 948.6638
DK_CA_Aab | . | S41 | . | T056 | 1 | 948.6638
DK_CA_Aab | . | S41 | . | T057 | 1 | 948.6638
DK_CA_Aab | . | S41 | . | T058 | 1 | 948.6638
DK_CA_Aab | . | S41 | . | T059 | 1 | 948.6638
DK_CA_Aab | . | S41 | . | T060 | 1 | 948.6638
DK_CA_Aab | . | S41 | . | T061 | 1 | 948.6638
DK_CA_Aab | . | S41 | . | T062 | 1 | 948.6638
DK_CA_Aab | . | S41 | . | T063 | 1 | 948.6638
DK_CA_Aab | . | S41 | . | T064 | 1 | 948.6638
DK_CA_Aab | . | S41 | . | T065 | 1 | 948.6638
DK_CA_Aab | . | S41 | . | T066 | 1 | 948.6638
DK_CA_Aab | . | S41 | . | T067 | 1 | 948.6638
DK_CA_Aab | . | S41 | . | T068 | 1 | 948.6638
DK_CA_Aab | . | S41 | . | T069 | 1 | 948.6638
DK_CA_Aab | . | S41 | . | T070 | 1 | 948.6638
DK_CA_Aab | . | S41 | . | T071 | 1 | 948.6638
DK_CA_Aab | . | S41 | . | T072 | 1 | 948.6638
DK_CA_Aab | . | S41 | . | T073 | 1 | 948.6638
DK_CA_Aab | . | S41 | . | T074 | 1 | 948.6638
DK_CA_Aab | . | S41 | . | T075 | 1 | 948.6638
DK_CA_Aab | . | S41 | . | T076 | 1 | 948.6638
DK_CA_Aab | . | S41 | . | T077 | 1 | 948.6638
DK_CA_Aab | . | S41 | . | T078 | 1 | 948.6638
DK_CA_Aab | . | S41 | . | T079 | 1 | 948.6638
DK_CA_Aab | . | S41 | . | T080 | 1 | 948.6638
DK_CA_Aab | . | S41 | . | T081 | 1 | 948.6638
DK_CA_Aab | . | S41 | . | T082 | 1 | 948.6638
DK_CA_Aab | . | S41 | . | T083 | 1 | 948.6638
DK_CA_Aab | . | S41 | . | T084 | 1 | 948.6638
DK_CA_Aab | . | S41 | . | T085 | 1 | 948.6638
DK_CA_Aab | . | S41 | . | T086 | 1 | 948.6638
DK_CA_Aab | . | S41 | . | T087 | 1 | 948.6638
DK_CA_Aab | . | S41 | . | T088 | 1 | 948.6638
DK_CA_Aab | . | S41 | . | T089 | 1 | 948.6638
DK_CA_Aab | . | S41 | . | T090 | 1 | 948.6638
DK_CA_Aab | . | S41 | . | T091 | 0.99 | 939.1772
DK_CA_Aab | . | S41 | . | T092 | 0.95 | 901.2306
DK_CA_Aab | . | S41 | . | T093 | 0.85 | 806.3642
DK_CA_Aab | . | S41 | . | T094 | 0.72 | 683.0379
DK_CA_Aab | . | S41 | . | T095 | 0.72 | 683.0379
DK_CA_Aab | . | S41 | . | T096 | 0.57 | 540.7384
DK_CA_Aab | . | S41 | . | T097 | 0.57 | 540.7384
DK_CA_Aab | . | S41 | . | T098 | 0.57 | 540.7384
DK_CA_Aab | . | S41 | . | T099 | 0.42 | 398.4388
DK_CA_Aab | . | S41 | . | T100 | 0.3 | 284.5991
DK_CA_Aab | . | S41 | . | T101 | 0.19 | 180.2461
DK_CA_Aab | . | S41 | . | T102 | 0.19 | 180.2461
DK_CA_Aab | . | S41 | . | T103 | 0.12 | 113.8397
DK_CA_Aab | . | S41 | . | T104 | 0.19 | 180.2461
DK_CA_Aab | . | S41 | . | T105 | 0.19 | 180.2461
DK_CA_Aab | . | S41 | . | T106 | 0.19 | 180.2461
DK_CA_Aab | . | S41 | . | T107 | 0.19 | 180.2461
DK_CA_Aab | . | S41 | . | T108 | 0.19 | 180.2461
DK_CA_Aab | . | S41 | . | T109 | 0.3 | 284.5991
DK_CA_Aab | . | S41 | . | T110 | 0.42 | 398.4388
DK_CA_Aab | . | S41 | . | T111 | 0.57 | 540.7384
DK_CA_Aab | . | S41 | . | T112 | 0.57 | 540.7384
DK_CA_Aab | . | S41 | . | T113 | 0.72 | 683.0379
DK_CA_Aab | . | S41 | . | T114 | 0.72 | 683.0379
DK_CA_Aab | . | S41 | . | T115 | 0.85 | 806.3642
DK_CA_Aab | . | S41 | . | T116 | 0.85 | 806.3642
DK_CA_Aab | . | S41 | . | T117 | 0.85 | 806.3642
DK_CA_Aab | . | S41 | . | T118 | 0.85 | 806.3642
DK_CA_Aab | . | S41 | . | T119 | 0.85 | 806.3642
DK_CA_Aab | . | S41 | . | T120 | 0.85 | 806.3642
DK_CA_Aab | . | S41 | . | T121 | 0.85 | 806.3642
DK_CA_Aab | . | S41 | . | T122 | 0.85 | 806.3642
DK_CA_Aab | . | S41 | . | T123 | 0.95 | 901.2306
DK_CA_Aab | . | S41 | . | T124 | 0.95 | 901.2306
DK_CA_Aab | . | S41 | . | T125 | 0.95 | 901.2306
DK_CA_Aab | . | S41 | . | T126 | 0.85 | 806.3642
DK_CA_Aab | . | S41 | . | T127 | 0.85 | 806.3642
DK_CA_Aab | . | S41 | . | T128 | 0.85 | 806.3642
DK_CA_Aab | . | S41 | . | T129 | 0.85 | 806.3642
DK_CA_Aab | . | S41 | . | T130 | 0.85 | 806.3642
DK_CA_Aab | . | S41 | . | T131 | 0.85 | 806.3642
DK_CA_Aab | . | S41 | . | T132 | 0.85 | 806.3642
DK_CA_Aab | . | S41 | . | T133 | 0.85 | 806.3642
DK_CA_Aab | . | S41 | . | T134 | 0.85 | 806.3642
DK_CA_Aab | . | S41 | . | T135 | 0.72 | 683.0379
DK_CA_Aab | . | S41 | . | T136 | 0.72 | 683.0379
DK_CA_Aab | . | S41 | . | T137 | 0.57 | 540.7384
DK_CA_Aab | . | S41 | . | T138 | 0.57 | 540.7384
DK_CA_Aab | . | S41 | . | T139 | 0.42 | 398.4388
DK_CA_Aab | . | S41 | . | T140 | 0.42 | 398.4388
DK_CA_Aab | . | S41 | . | T141 | 0.42 | 398.4388
DK_CA_Aab | . | S41 | . | T142 | 0.42 | 398.4388
DK_CA_Aab | . | S41 | . | T143 | 0.3 | 284.5991
DK_CA_Aab | . | S41 | . | T144 | 0.3 | 284.5991
DK_CA_Aab | . | S41 | . | T145 | 0.3 | 284.5991
DK_CA_Aab | . | S41 | . | T146 | 0.42 | 398.4388
DK_CA_Aab | . | S41 | . | T147 | 0.57 | 540.7384
DK_CA_Aab | . | S41 | . | T148 | 0.57 | 540.7384
DK_CA_Aab | . | S41 | . | T149 | 0.57 | 540.7384
DK_CA_Aab | . | S41 | . | T150 | 0.57 | 540.7384
DK_CA_Aab | . | S41 | . | T151 | 0.42 | 398.4388
DK_CA_Aab | . | S41 | . | T152 | 0.42 | 398.4388
DK_CA_Aab | . | S41 | . | T153 | 0.42 | 398.4388
DK_CA_Aab | . | S41 | . | T154 | 0.42 | 398.4388
DK_CA_Aab | . | S41 | . | T155 | 0.3 | 284.5991
DK_CA_Aab | . | S41 | . | T156 | 0.3 | 284.5991
DK_CA_Aab | . | S41 | . | T157 | 0.3 | 284.5991
DK_CA_Aab | . | S41 | . | T158 | 0.19 | 180.2461
DK_CA_Aab | . | S41 | . | T159 | 0.19 | 180.2461
DK_CA_Aab | . | S41 | . | T160 | 0.12 | 113.8397
DK_CA_Aab | . | S41 | . | T161 | 0.06 | 56.9198
DK_CA_Aab | . | S41 | . | T162 | 0.06 | 56.9198
DK_CA_Aab | . | S41 | . | T163 | 0.03 | 28.4599
DK_CA_Aab | . | S41 | . | T164 | 0.03 | 28.4599
DK_CA_Aab | . | S41 | . | T165 | 0 | 0
DK_CA_Aab | . | S41 | . | T166 | 0 | 0
DK_CA_Aab | . | S41 | . | T167 | 0 | 0
DK_CA_Aab | . | S41 | . | T168 | 0 | 0
DK_CA_Aab | . | S42 | . | T001 | 0 | 0
DK_CA_Aab | . | S42 | . | T002 | 0 | 0
DK_CA_Aab | . | S42 | . | T003 | 0 | 0
DK_CA_Aab | . | S42 | . | T004 | 0.06 | 56.9198
DK_CA_Aab | . | S42 | . | T005 | 0.12 | 113.8397
DK_CA_Aab | . | S42 | . | T006 | 0.19 | 180.2461
DK_CA_Aab | . | S42 | . | T007 | 0.19 | 180.2461
DK_CA_Aab | . | S42 | . | T008 | 0.3 | 284.5991
DK_CA_Aab | . | S42 | . | T009 | 0.42 | 398.4388
DK_CA_Aab | . | S42 | . | T010 | 0.42 | 398.4388
DK_CA_Aab | . | S42 | . | T011 | 0.57 | 540.7384
DK_CA_Aab | . | S42 | . | T012 | 0.42 | 398.4388
DK_CA_Aab | . | S42 | . | T013 | 0.57 | 540.7384
DK_CA_Aab | . | S42 | . | T014 | 0.57 | 540.7384
DK_CA_Aab | . | S42 | . | T015 | 0.42 | 398.4388
DK_CA_Aab | . | S42 | . | T016 | 0.42 | 398.4388
DK_CA_Aab | . | S42 | . | T017 | 0.42 | 398.4388
DK_CA_Aab | . | S42 | . | T018 | 0.42 | 398.4388
DK_CA_Aab | . | S42 | . | T019 | 0.3 | 284.5991
DK_CA_Aab | . | S42 | . | T020 | 0.42 | 398.4388
DK_CA_Aab | . | S42 | . | T021 | 0.3 | 284.5991
DK_CA_Aab | . | S42 | . | T022 | 0.42 | 398.4388
DK_CA_Aab | . | S42 | . | T023 | 0.19 | 180.2461
DK_CA_Aab | . | S42 | . | T024 | 0.19 | 180.2461
DK_CA_Aab | . | S42 | . | T025 | 0.12 | 113.8397
DK_CA_Aab | . | S42 | . | T026 | 0.12 | 113.8397
DK_CA_Aab | . | S42 | . | T027 | 0.19 | 180.2461
DK_CA_Aab | . | S42 | . | T028 | 0.3 | 284.5991
DK_CA_Aab | . | S42 | . | T029 | 0.57 | 540.7384
DK_CA_Aab | . | S42 | . | T030 | 0.72 | 683.0379
DK_CA_Aab | . | S42 | . | T031 | 0.85 | 806.3642
DK_CA_Aab | . | S42 | . | T032 | 0.85 | 806.3642
DK_CA_Aab | . | S42 | . | T033 | 0.72 | 683.0379
DK_CA_Aab | . | S42 | . | T034 | 0.57 | 540.7384
DK_CA_Aab | . | S42 | . | T035 | 0.57 | 540.7384
DK_CA_Aab | . | S42 | . | T036 | 0.57 | 540.7384
DK_CA_Aab | . | S42 | . | T037 | 0.42 | 398.4388
DK_CA_Aab | . | S42 | . | T038 | 0.42 | 398.4388
DK_CA_Aab | . | S42 | . | T039 | 0.42 | 398.4388
DK_CA_Aab | . | S42 | . | T040 | 0.42 | 398.4388
DK_CA_Aab | . | S42 | . | T041 | 0.57 | 540.7384
DK_CA_Aab | . | S42 | . | T042 | 0.57 | 540.7384
DK_CA_Aab | . | S42 | . | T043 | 0.57 | 540.7384
DK_CA_Aab | . | S42 | . | T044 | 0.57 | 540.7384
DK_CA_Aab | . | S42 | . | T045 | 0.57 | 540.7384
DK_CA_Aab | . | S42 | . | T046 | 0.57 | 540.7384
DK_CA_Aab | . | S42 | . | T047 | 0.72 | 683.0379
DK_CA_Aab | . | S42 | . | T048 | 0.72 | 683.0379
DK_CA_Aab | . | S42 | . | T049 | 0.72 | 683.0379
DK_CA_Aab | . | S42 | . | T050 | 0.72 | 683.0379
DK_CA_Aab | . | S42 | . | T051 | 0.72 | 683.0379
DK_CA_Aab | . | S42 | . | T052 | 0.57 | 540.7384
DK_CA_Aab | . | S42 | . | T053 | 0.57 | 540.7384
DK_CA_Aab | . | S42 | . | T054 | 0.42 | 398.4388
DK_CA_Aab | . | S42 | . | T055 | 0.42 | 398.4388
DK_CA_Aab | . | S42 | . | T056 | 0.57 | 540.7384
DK_CA_Aab | . | S42 | . | T057 | 0.3 | 284.5991
DK_CA_Aab | . | S42 | . | T058 | 0.3 | 284.5991
DK_CA_Aab | . | S42 | . | T059 | 0.3 | 284.5991
DK_CA_Aab | . | S42 | . | T060 | 0.3 | 284.5991
DK_CA_Aab | . | S42 | . | T061 | 0.3 | 284.5991
DK_CA_Aab | . | S42 | . | T062 | 0.19 | 180.2461
DK_CA_Aab | . | S42 | . | T063 | 0.19 | 180.2461
DK_CA_Aab | . | S42 | . | T064 | 0.19 | 180.2461
DK_CA_Aab | . | S42 | . | T065 | 0.12 | 113.8397
DK_CA_Aab | . | S42 | . | T066 | 0.12 | 113.8397
DK_CA_Aab | . | S42 | . | T067 | 0.12 | 113.8397
DK_CA_Aab | . | S42 | . | T068 | 0.06 | 56.9198
DK_CA_Aab | . | S42 | . | T069 | 0.06 | 56.9198
DK_CA_Aab | . | S42 | . | T070 | 0.03 | 28.4599
DK_CA_Aab | . | S42 | . | T071 | 0.03 | 28.4599
DK_CA_Aab | . | S42 | . | T072 | 0.03 | 28.4599
DK_CA_Aab | . | S42 | . | T073 | 0 | 0
DK_CA_Aab | . | S42 | . | T074 | 0 | 0
DK_CA_Aab | . | S42 | . | T075 | 0 | 0
DK_CA_Aab | . | S42 | . | T076 | 0 | 0
DK_CA_Aab | . | S42 | . | T077 | 0.03 | 28.4599
DK_CA_Aab | . | S42 | . | T078 | 0.03 | 28.4599
DK_CA_Aab | . | S42 | . | T079 | 0.06 | 56.9198
DK_CA_Aab | . | S42 | . | T080 | 0.12 | 113.8397
DK_CA_Aab | . | S42 | . | T081 | 0.19 | 180.2461
DK_CA_Aab | . | S42 | . | T082 | 0.3 | 284.5991
DK_CA_Aab | . | S42 | . | T083 | 0.42 | 398.4388
DK_CA_Aab | . | S42 | . | T084 | 0.42 | 398.4388
DK_CA_Aab | . | S42 | . | T085 | 0.42 | 398.4388
DK_CA_Aab | . | S42 | . | T086 | 0.42 | 398.4388
DK_CA_Aab | . | S42 | . | T087 | 0.42 | 398.4388
DK_CA_Aab | . | S42 | . | T088 | 0.57 | 540.7384
DK_CA_Aab | . | S42 | . | T089 | 0.57 | 540.7384
DK_CA_Aab | . | S42 | . | T090 | 0.57 | 540.7384
DK_CA_Aab | . | S42 | . | T091 | 0.72 | 683.0379
DK_CA_Aab | . | S42 | . | T092 | 0.72 | 683.0379
DK_CA_Aab | . | S42 | . | T093 | 0.85 | 806.3642
DK_CA_Aab | . | S42 | . | T094 | 0.85 | 806.3642
DK_CA_Aab | . | S42 | . | T095 | 0.85 | 806.3642
DK_CA_Aab | . | S42 | . | T096 | 0.95 | 901.2306
DK_CA_Aab | . | S42 | . | T097 | 0.95 | 901.2306
DK_CA_Aab | . | S42 | . | T098 | 0.95 | 901.2306
DK_CA_Aab | . | S42 | . | T099 | 0.95 | 901.2306
DK_CA_Aab | . | S42 | . | T100 | 0.85 | 806.3642
DK_CA_Aab | . | S42 | . | T101 | 0.85 | 806.3642
DK_CA_Aab | . | S42 | . | T102 | 0.85 | 806.3642
DK_CA_Aab | . | S42 | . | T103 | 0.85 | 806.3642
DK_CA_Aab | . | S42 | . | T104 | 0.85 | 806.3642
DK_CA_Aab | . | S42 | . | T105 | 0.72 | 683.0379
DK_CA_Aab | . | S42 | . | T106 | 0.72 | 683.0379
DK_CA_Aab | . | S42 | . | T107 | 0.85 | 806.3642
DK_CA_Aab | . | S42 | . | T108 | 0.85 | 806.3642
DK_CA_Aab | . | S42 | . | T109 | 0.85 | 806.3642
DK_CA_Aab | . | S42 | . | T110 | 0.85 | 806.3642
DK_CA_Aab | . | S42 | . | T111 | 0.85 | 806.3642
DK_CA_Aab | . | S42 | . | T112 | 0.85 | 806.3642
DK_CA_Aab | . | S42 | . | T113 | 0.85 | 806.3642
DK_CA_Aab | . | S42 | . | T114 | 0.72 | 683.0379
DK_CA_Aab | . | S42 | . | T115 | 0.72 | 683.0379
DK_CA_Aab | . | S42 | . | T116 | 0.72 | 683.0379
DK_CA_Aab | . | S42 | . | T117 | 0.72 | 683.0379
DK_CA_Aab | . | S42 | . | T118 | 0.72 | 683.0379
DK_CA_Aab | . | S42 | . | T119 | 0.72 | 683.0379
DK_CA_Aab | . | S42 | . | T120 | 0.72 | 683.0379
DK_CA_Aab | . | S42 | . | T121 | 0.72 | 683.0379
DK_CA_Aab | . | S42 | . | T122 | 0.57 | 540.7384
DK_CA_Aab | . | S42 | . | T123 | 0.57 | 540.7384
DK_CA_Aab | . | S42 | . | T124 | 0.57 | 540.7384
DK_CA_Aab | . | S42 | . | T125 | 0.72 | 683.0379
DK_CA_Aab | . | S42 | . | T126 | 0.72 | 683.0379
DK_CA_Aab | . | S42 | . | T127 | 0.72 | 683.0379
DK_CA_Aab | . | S42 | . | T128 | 0.72 | 683.0379
DK_CA_Aab | . | S42 | . | T129 | 0.72 | 683.0379
DK_CA_Aab | . | S42 | . | T130 | 0.57 | 540.7384
DK_CA_Aab | . | S42 | . | T131 | 0.57 | 540.7384
DK_CA_Aab | . | S42 | . | T132 | 0.57 | 540.7384
DK_CA_Aab | . | S42 | . | T133 | 0.42 | 398.4388
DK_CA_Aab | . | S42 | . | T134 | 0.42 | 398.4388
DK_CA_Aab | . | S42 | . | T135 | 0.42 | 398.4388
DK_CA_Aab | . | S42 | . | T136 | 0.42 | 398.4388
DK_CA_Aab | . | S42 | . | T137 | 0.42 | 398.4388
DK_CA_Aab | . | S42 | . | T138 | 0.42 | 398.4388
DK_CA_Aab | . | S42 | . | T139 | 0.3 | 284.5991
DK_CA_Aab | . | S42 | . | T140 | 0.3 | 284.5991
DK_CA_Aab | . | S42 | . | T141 | 0.3 | 284.5991
DK_CA_Aab | . | S42 | . | T142 | 0.42 | 398.4388
DK_CA_Aab | . | S42 | . | T143 | 0.42 | 398.4388
DK_CA_Aab | . | S42 | . | T144 | 0.57 | 540.7384
DK_CA_Aab | . | S42 | . | T145 | 0.57 | 540.7384
DK_CA_Aab | . | S42 | . | T146 | 0.57 | 540.7384
DK_CA_Aab | . | S42 | . | T147 | 0.57 | 540.7384
DK_CA_Aab | . | S42 | . | T148 | 0.57 | 540.7384
DK_CA_Aab | . | S42 | . | T149 | 0.72 | 683.0379
DK_CA_Aab | . | S42 | . | T150 | 0.72 | 683.0379
DK_CA_Aab | . | S42 | . | T151 | 0.72 | 683.0379
DK_CA_Aab | . | S42 | . | T152 | 0.85 | 806.3642
DK_CA_Aab | . | S42 | . | T153 | 0.85 | 806.3642
DK_CA_Aab | . | S42 | . | T154 | 0.85 | 806.3642
DK_CA_Aab | . | S42 | . | T155 | 0.85 | 806.3642
DK_CA_Aab | . | S42 | . | T156 | 0.85 | 806.3642
DK_CA_Aab | . | S42 | . | T157 | 0.85 | 806.3642
DK_CA_Aab | . | S42 | . | T158 | 0.95 | 901.2306
DK_CA_Aab | . | S42 | . | T159 | 0.95 | 901.2306
DK_CA_Aab | . | S42 | . | T160 | 0.95 | 901.2306
DK_CA_Aab | . | S42 | . | T161 | 0.95 | 901.2306
DK_CA_Aab | . | S42 | . | T162 | 0.95 | 901.2306
DK_CA_Aab | . | S42 | . | T163 | 0.95 | 901.2306
DK_CA_Aab | . | S42 | . | T164 | 0.95 | 901.2306
DK_CA_Aab | . | S42 | . | T165 | 0.85 | 806.3642
DK_CA_Aab | . | S42 | . | T166 | 0.85 | 806.3642
DK_CA_Aab | . | S42 | . | T167 | 0.85 | 806.3642
DK_CA_Aab | . | S42 | . | T168 | 0.72 | 683.0379
DK_CA_Aab | . | S43 | . | T001 | 0.72 | 683.0379
DK_CA_Aab | . | S43 | . | T002 | 0.72 | 683.0379
DK_CA_Aab | . | S43 | . | T003 | 0.72 | 683.0379
DK_CA_Aab | . | S43 | . | T004 | 0.72 | 683.0379
DK_CA_Aab | . | S43 | . | T005 | 0.72 | 683.0379
DK_CA_Aab | . | S43 | . | T006 | 0.85 | 806.3642
DK_CA_Aab | . | S43 | . | T007 | 0.85 | 806.3642
DK_CA_Aab | . | S43 | . | T008 | 0.85 | 806.3642
DK_CA_Aab | . | S43 | . | T009 | 0.85 | 806.3642
DK_CA_Aab | . | S43 | . | T010 | 0.85 | 806.3642
DK_CA_Aab | . | S43 | . | T011 | 0.72 | 683.0379
DK_CA_Aab | . | S43 | . | T012 | 0.72 | 683.0379
DK_CA_Aab | . | S43 | . | T013 | 0.72 | 683.0379
DK_CA_Aab | . | S43 | . | T014 | 0.57 | 540.7384
DK_CA_Aab | . | S43 | . | T015 | 0.57 | 540.7384
DK_CA_Aab | . | S43 | . | T016 | 0.42 | 398.4388
DK_CA_Aab | . | S43 | . | T017 | 0.42 | 398.4388
DK_CA_Aab | . | S43 | . | T018 | 0.42 | 398.4388
DK_CA_Aab | . | S43 | . | T019 | 0.42 | 398.4388
DK_CA_Aab | . | S43 | . | T020 | 0.42 | 398.4388
DK_CA_Aab | . | S43 | . | T021 | 0.42 | 398.4388
DK_CA_Aab | . | S43 | . | T022 | 0.57 | 540.7384
DK_CA_Aab | . | S43 | . | T023 | 0.57 | 540.7384
DK_CA_Aab | . | S43 | . | T024 | 0.72 | 683.0379
DK_CA_Aab | . | S43 | . | T025 | 0.72 | 683.0379
DK_CA_Aab | . | S43 | . | T026 | 0.72 | 683.0379
DK_CA_Aab | . | S43 | . | T027 | 0.57 | 540.7384
DK_CA_Aab | . | S43 | . | T028 | 0.57 | 540.7384
DK_CA_Aab | . | S43 | . | T029 | 0.72 | 683.0379
DK_CA_Aab | . | S43 | . | T030 | 0.72 | 683.0379
DK_CA_Aab | . | S43 | . | T031 | 0.72 | 683.0379
DK_CA_Aab | . | S43 | . | T032 | 0.72 | 683.0379
DK_CA_Aab | . | S43 | . | T033 | 0.72 | 683.0379
DK_CA_Aab | . | S43 | . | T034 | 0.72 | 683.0379
DK_CA_Aab | . | S43 | . | T035 | 0.72 | 683.0379
DK_CA_Aab | . | S43 | . | T036 | 0.72 | 683.0379
DK_CA_Aab | . | S43 | . | T037 | 0.72 | 683.0379
DK_CA_Aab | . | S43 | . | T038 | 0.72 | 683.0379
DK_CA_Aab | . | S43 | . | T039 | 0.72 | 683.0379
DK_CA_Aab | . | S43 | . | T040 | 0.72 | 683.0379
DK_CA_Aab | . | S43 | . | T041 | 0.72 | 683.0379
DK_CA_Aab | . | S43 | . | T042 | 0.72 | 683.0379
DK_CA_Aab | . | S43 | . | T043 | 0.72 | 683.0379
DK_CA_Aab | . | S43 | . | T044 | 0.72 | 683.0379
DK_CA_Aab | . | S43 | . | T045 | 0.72 | 683.0379
DK_CA_Aab | . | S43 | . | T046 | 0.72 | 683.0379
DK_CA_Aab | . | S43 | . | T047 | 0.72 | 683.0379
DK_CA_Aab | . | S43 | . | T048 | 0.85 | 806.3642
DK_CA_Aab | . | S43 | . | T049 | 0.85 | 806.3642
DK_CA_Aab | . | S43 | . | T050 | 0.85 | 806.3642
DK_CA_Aab | . | S43 | . | T051 | 0.95 | 901.2306
DK_CA_Aab | . | S43 | . | T052 | 0.95 | 901.2306
DK_CA_Aab | . | S43 | . | T053 | 0.95 | 901.2306
DK_CA_Aab | . | S43 | . | T054 | 0.95 | 901.2306
DK_CA_Aab | . | S43 | . | T055 | 0.95 | 901.2306
DK_CA_Aab | . | S43 | . | T056 | 0.95 | 901.2306
DK_CA_Aab | . | S43 | . | T057 | 0.95 | 901.2306
DK_CA_Aab | . | S43 | . | T058 | 0.95 | 901.2306
DK_CA_Aab | . | S43 | . | T059 | 0.95 | 901.2306
DK_CA_Aab | . | S43 | . | T060 | 0.95 | 901.2306
DK_CA_Aab | . | S43 | . | T061 | 0.99 | 939.1772
DK_CA_Aab | . | S43 | . | T062 | 0.99 | 939.1772
DK_CA_Aab | . | S43 | . | T063 | 0.99 | 939.1772
DK_CA_Aab | . | S43 | . | T064 | 0.99 | 939.1772
DK_CA_Aab | . | S43 | . | T065 | 0.95 | 901.2306
DK_CA_Aab | . | S43 | . | T066 | 0.99 | 939.1772
DK_CA_Aab | . | S43 | . | T067 | 0.99 | 939.1772
DK_CA_Aab | . | S43 | . | T068 | 1 | 948.6638
DK_CA_Aab | . | S43 | . | T069 | 1 | 948.6638
DK_CA_Aab | . | S43 | . | T070 | 1 | 948.6638
DK_CA_Aab | . | S43 | . | T071 | 1 | 948.6638
DK_CA_Aab | . | S43 | . | T072 | 1 | 948.6638
DK_CA_Aab | . | S43 | . | T073 | 1 | 948.6638
DK_CA_Aab | . | S43 | . | T074 | 1 | 948.6638
DK_CA_Aab | . | S43 | . | T075 | 1 | 948.6638
DK_CA_Aab | . | S43 | . | T076 | 1 | 948.6638
DK_CA_Aab | . | S43 | . | T077 | 1 | 948.6638
DK_CA_Aab | . | S43 | . | T078 | 0.99 | 939.1772
DK_CA_Aab | . | S43 | . | T079 | 0.99 | 939.1772
DK_CA_Aab | . | S43 | . | T080 | 0.95 | 901.2306
DK_CA_Aab | . | S43 | . | T081 | 0.95 | 901.2306
DK_CA_Aab | . | S43 | . | T082 | 0.95 | 901.2306
DK_CA_Aab | . | S43 | . | T083 | 0.85 | 806.3642
DK_CA_Aab | . | S43 | . | T084 | 0.85 | 806.3642
DK_CA_Aab | . | S43 | . | T085 | 0.72 | 683.0379
DK_CA_Aab | . | S43 | . | T086 | 0.72 | 683.0379
DK_CA_Aab | . | S43 | . | T087 | 0.57 | 540.7384
DK_CA_Aab | . | S43 | . | T088 | 0.57 | 540.7384
DK_CA_Aab | . | S43 | . | T089 | 0.57 | 540.7384
DK_CA_Aab | . | S43 | . | T090 | 0.57 | 540.7384
DK_CA_Aab | . | S43 | . | T091 | 0.57 | 540.7384
DK_CA_Aab | . | S43 | . | T092 | 0.57 | 540.7384
DK_CA_Aab | . | S43 | . | T093 | 0.57 | 540.7384
DK_CA_Aab | . | S43 | . | T094 | 0.57 | 540.7384
DK_CA_Aab | . | S43 | . | T095 | 0.42 | 398.4388
DK_CA_Aab | . | S43 | . | T096 | 0.42 | 398.4388
DK_CA_Aab | . | S43 | . | T097 | 0.42 | 398.4388
DK_CA_Aab | . | S43 | . | T098 | 0.42 | 398.4388
DK_CA_Aab | . | S43 | . | T099 | 0.42 | 398.4388
DK_CA_Aab | . | S43 | . | T100 | 0.42 | 398.4388
DK_CA_Aab | . | S43 | . | T101 | 0.42 | 398.4388
DK_CA_Aab | . | S43 | . | T102 | 0.42 | 398.4388
DK_CA_Aab | . | S43 | . | T103 | 0.42 | 398.4388
DK_CA_Aab | . | S43 | . | T104 | 0.42 | 398.4388
DK_CA_Aab | . | S43 | . | T105 | 0.3 | 284.5991
DK_CA_Aab | . | S43 | . | T106 | 0.3 | 284.5991
DK_CA_Aab | . | S43 | . | T107 | 0.3 | 284.5991
DK_CA_Aab | . | S43 | . | T108 | 0.3 | 284.5991
DK_CA_Aab | . | S43 | . | T109 | 0.3 | 284.5991
DK_CA_Aab | . | S43 | . | T110 | 0.42 | 398.4388
DK_CA_Aab | . | S43 | . | T111 | 0.42 | 398.4388
DK_CA_Aab | . | S43 | . | T112 | 0.42 | 398.4388
DK_CA_Aab | . | S43 | . | T113 | 0.57 | 540.7384
DK_CA_Aab | . | S43 | . | T114 | 0.57 | 540.7384
DK_CA_Aab | . | S43 | . | T115 | 0.57 | 540.7384
DK_CA_Aab | . | S43 | . | T116 | 0.72 | 683.0379
DK_CA_Aab | . | S43 | . | T117 | 0.72 | 683.0379
DK_CA_Aab | . | S43 | . | T118 | 0.85 | 806.3642
DK_CA_Aab | . | S43 | . | T119 | 0.85 | 806.3642
DK_CA_Aab | . | S43 | . | T120 | 0.85 | 806.3642
DK_CA_Aab | . | S43 | . | T121 | 0.85 | 806.3642
DK_CA_Aab | . | S43 | . | T122 | 0.85 | 806.3642
DK_CA_Aab | . | S43 | . | T123 | 0.85 | 806.3642
DK_CA_Aab | . | S43 | . | T124 | 0.95 | 901.2306
DK_CA_Aab | . | S43 | . | T125 | 0.95 | 901.2306
DK_CA_Aab | . | S43 | . | T126 | 0.95 | 901.2306
DK_CA_Aab | . | S43 | . | T127 | 0.95 | 901.2306
DK_CA_Aab | . | S43 | . | T128 | 0.95 | 901.2306
DK_CA_Aab | . | S43 | . | T129 | 0.99 | 939.1772
DK_CA_Aab | . | S43 | . | T130 | 0.99 | 939.1772
DK_CA_Aab | . | S43 | . | T131 | 0.99 | 939.1772
DK_CA_Aab | . | S43 | . | T132 | 0.99 | 939.1772
DK_CA_Aab | . | S43 | . | T133 | 1 | 948.6638
DK_CA_Aab | . | S43 | . | T134 | 1 | 948.6638
DK_CA_Aab | . | S43 | . | T135 | 1 | 948.6638
DK_CA_Aab | . | S43 | . | T136 | 1 | 948.6638
DK_CA_Aab | . | S43 | . | T137 | 1 | 948.6638
DK_CA_Aab | . | S43 | . | T138 | 1 | 948.6638
DK_CA_Aab | . | S43 | . | T139 | 1 | 948.6638
DK_CA_Aab | . | S43 | . | T140 | 1 | 948.6638
DK_CA_Aab | . | S43 | . | T141 | 1 | 948.6638
DK_CA_Aab | . | S43 | . | T142 | 1 | 948.6638
DK_CA_Aab | . | S43 | . | T143 | 1 | 948.6638
DK_CA_Aab | . | S43 | . | T144 | 1 | 948.6638
DK_CA_Aab | . | S43 | . | T145 | 1 | 948.6638
DK_CA_Aab | . | S43 | . | T146 | 1 | 948.6638
DK_CA_Aab | . | S43 | . | T147 | 0.99 | 939.1772
DK_CA_Aab | . | S43 | . | T148 | 0.95 | 901.2306
DK_CA_Aab | . | S43 | . | T149 | 0.95 | 901.2306
DK_CA_Aab | . | S43 | . | T150 | 0.85 | 806.3642
DK_CA_Aab | . | S43 | . | T151 | 0.85 | 806.3642
DK_CA_Aab | . | S43 | . | T152 | 0.85 | 806.3642
DK_CA_Aab | . | S43 | . | T153 | 0.85 | 806.3642
DK_CA_Aab | . | S43 | . | T154 | 0.85 | 806.3642
DK_CA_Aab | . | S43 | . | T155 | 0.85 | 806.3642
DK_CA_Aab | . | S43 | . | T156 | 0.85 | 806.3642
DK_CA_Aab | . | S43 | . | T157 | 0.85 | 806.3642
DK_CA_Aab | . | S43 | . | T158 | 0.85 | 806.3642
DK_CA_Aab | . | S43 | . | T159 | 0.95 | 901.2306
DK_CA_Aab | . | S43 | . | T160 | 0.95 | 901.2306
DK_CA_Aab | . | S43 | . | T161 | 0.95 | 901.2306
DK_CA_Aab | . | S43 | . | T162 | 0.99 | 939.1772
DK_CA_Aab | . | S43 | . | T163 | 0.99 | 939.1772
DK_CA_Aab | . | S43 | . | T164 | 1 | 948.6638
DK_CA_Aab | . | S43 | . | T165 | 1 | 948.6638
DK_CA_Aab | . | S43 | . | T166 | 1 | 948.6638
DK_CA_Aab | . | S43 | . | T167 | 1 | 948.6638
DK_CA_Aab | . | S43 | . | T168 | 1 | 948.6638
DK_CA_Aab | . | S44 | . | T001 | 1 | 948.6638
DK_CA_Aab | . | S44 | . | T002 | 1 | 948.6638
DK_CA_Aab | . | S44 | . | T003 | 1 | 948.6638
DK_CA_Aab | . | S44 | . | T004 | 1 | 948.6638
DK_CA_Aab | . | S44 | . | T005 | 1 | 948.6638
DK_CA_Aab | . | S44 | . | T006 | 1 | 948.6638
DK_CA_Aab | . | S44 | . | T007 | 1 | 948.6638
DK_CA_Aab | . | S44 | . | T008 | 1 | 948.6638
DK_CA_Aab | . | S44 | . | T009 | 1 | 948.6638
DK_CA_Aab | . | S44 | . | T010 | 1 | 948.6638
DK_CA_Aab | . | S44 | . | T011 | 1 | 948.6638
DK_CA_Aab | . | S44 | . | T012 | 1 | 948.6638
DK_CA_Aab | . | S44 | . | T013 | 1 | 948.6638
DK_CA_Aab | . | S44 | . | T014 | 0.99 | 939.1772
DK_CA_Aab | . | S44 | . | T015 | 0.95 | 901.2306
DK_CA_Aab | . | S44 | . | T016 | 0.95 | 901.2306
DK_CA_Aab | . | S44 | . | T017 | 0.95 | 901.2306
DK_CA_Aab | . | S44 | . | T018 | 0.95 | 901.2306
DK_CA_Aab | . | S44 | . | T019 | 0.95 | 901.2306
DK_CA_Aab | . | S44 | . | T020 | 0.95 | 901.2306
DK_CA_Aab | . | S44 | . | T021 | 0.95 | 901.2306
DK_CA_Aab | . | S44 | . | T022 | 0.95 | 901.2306
DK_CA_Aab | . | S44 | . | T023 | 0.95 | 901.2306
DK_CA_Aab | . | S44 | . | T024 | 0.95 | 901.2306
DK_CA_Aab | . | S44 | . | T025 | 0.95 | 901.2306
DK_CA_Aab | . | S44 | . | T026 | 0.95 | 901.2306
DK_CA_Aab | . | S44 | . | T027 | 0.95 | 901.2306
DK_CA_Aab | . | S44 | . | T028 | 0.95 | 901.2306
DK_CA_Aab | . | S44 | . | T029 | 0.95 | 901.2306
DK_CA_Aab | . | S44 | . | T030 | 0.95 | 901.2306
DK_CA_Aab | . | S44 | . | T031 | 0.85 | 806.3642
DK_CA_Aab | . | S44 | . | T032 | 0.95 | 901.2306
DK_CA_Aab | . | S44 | . | T033 | 0.95 | 901.2306
DK_CA_Aab | . | S44 | . | T034 | 0.99 | 939.1772
DK_CA_Aab | . | S44 | . | T035 | 0.99 | 939.1772
DK_CA_Aab | . | S44 | . | T036 | 0.99 | 939.1772
DK_CA_Aab | . | S44 | . | T037 | 1 | 948.6638
DK_CA_Aab | . | S44 | . | T038 | 1 | 948.6638
DK_CA_Aab | . | S44 | . | T039 | 1 | 948.6638
DK_CA_Aab | . | S44 | . | T040 | 1 | 948.6638
DK_CA_Aab | . | S44 | . | T041 | 1 | 948.6638
DK_CA_Aab | . | S44 | . | T042 | 1 | 948.6638
DK_CA_Aab | . | S44 | . | T043 | 1 | 948.6638
DK_CA_Aab | . | S44 | . | T044 | 1 | 948.6638
DK_CA_Aab | . | S44 | . | T045 | 1 | 948.6638
DK_CA_Aab | . | S44 | . | T046 | 1 | 948.6638
DK_CA_Aab | . | S44 | . | T047 | 1 | 948.6638
DK_CA_Aab | . | S44 | . | T048 | 1 | 948.6638
DK_CA_Aab | . | S44 | . | T049 | 1 | 948.6638
DK_CA_Aab | . | S44 | . | T050 | 1 | 948.6638
DK_CA_Aab | . | S44 | . | T051 | 1 | 948.6638
DK_CA_Aab | . | S44 | . | T052 | 1 | 948.6638
DK_CA_Aab | . | S44 | . | T053 | 1 | 948.6638
DK_CA_Aab | . | S44 | . | T054 | 1 | 948.6638
DK_CA_Aab | . | S44 | . | T055 | 1 | 948.6638
DK_CA_Aab | . | S44 | . | T056 | 1 | 948.6638
DK_CA_Aab | . | S44 | . | T057 | 1 | 948.6638
DK_CA_Aab | . | S44 | . | T058 | 1 | 948.6638
DK_CA_Aab | . | S44 | . | T059 | 1 | 948.6638
DK_CA_Aab | . | S44 | . | T060 | 1 | 948.6638
DK_CA_Aab | . | S44 | . | T061 | 1 | 948.6638
DK_CA_Aab | . | S44 | . | T062 | 1 | 948.6638
DK_CA_Aab | . | S44 | . | T063 | 1 | 948.6638
DK_CA_Aab | . | S44 | . | T064 | 1 | 948.6638
DK_CA_Aab | . | S44 | . | T065 | 1 | 948.6638
DK_CA_Aab | . | S44 | . | T066 | 1 | 948.6638
DK_CA_Aab | . | S44 | . | T067 | 1 | 948.6638
DK_CA_Aab | . | S44 | . | T068 | 1 | 948.6638
DK_CA_Aab | . | S44 | . | T069 | 1 | 948.6638
DK_CA_Aab | . | S44 | . | T070 | 1 | 948.6638
DK_CA_Aab | . | S44 | . | T071 | 1 | 948.6638
DK_CA_Aab | . | S44 | . | T072 | 1 | 948.6638
DK_CA_Aab | . | S44 | . | T073 | 1 | 948.6638
DK_CA_Aab | . | S44 | . | T074 | 1 | 948.6638
DK_CA_Aab | . | S44 | . | T075 | 1 | 948.6638
DK_CA_Aab | . | S44 | . | T076 | 1 | 948.6638
DK_CA_Aab | . | S44 | . | T077 | 1 | 948.6638
DK_CA_Aab | . | S44 | . | T078 | 1 | 948.6638
DK_CA_Aab | . | S44 | . | T079 | 1 | 948.6638
DK_CA_Aab | . | S44 | . | T080 | 1 | 948.6638
DK_CA_Aab | . | S44 | . | T081 | 1 | 948.6638
DK_CA_Aab | . | S44 | . | T082 | 1 | 948.6638
DK_CA_Aab | . | S44 | . | T083 | 1 | 948.6638
DK_CA_Aab | . | S44 | . | T084 | 1 | 948.6638
DK_CA_Aab | . | S44 | . | T085 | 1 | 948.6638
DK_CA_Aab | . | S44 | . | T086 | 1 | 948.6638
DK_CA_Aab | . | S44 | . | T087 | 1 | 948.6638
DK_CA_Aab | . | S44 | . | T088 | 1 | 948.6638
DK_CA_Aab | . | S44 | . | T089 | 1 | 948.6638
DK_CA_Aab | . | S44 | . | T090 | 1 | 948.6638
DK_CA_Aab | . | S44 | . | T091 | 1 | 948.6638
DK_CA_Aab | . | S44 | . | T092 | 1 | 948.6638
DK_CA_Aab | . | S44 | . | T093 | 1 | 948.6638
DK_CA_Aab | . | S44 | . | T094 | 1 | 948.6638
DK_CA_Aab | . | S44 | . | T095 | 1 | 948.6638
DK_CA_Aab | . | S44 | . | T096 | 1 | 948.6638
DK_CA_Aab | . | S44 | . | T097 | 1 | 948.6638
DK_CA_Aab | . | S44 | . | T098 | 1 | 948.6638
DK_CA_Aab | . | S44 | . | T099 | 1 | 948.6638
DK_CA_Aab | . | S44 | . | T100 | 1 | 948.6638
DK_CA_Aab | . | S44 | . | T101 | 1 | 948.6638
DK_CA_Aab | . | S44 | . | T102 | 1 | 948.6638
DK_CA_Aab | . | S44 | . | T103 | 1 | 948.6638
DK_CA_Aab | . | S44 | . | T104 | 1 | 948.6638
DK_CA_Aab | . | S44 | . | T105 | 1 | 948.6638
DK_CA_Aab | . | S44 | . | T106 | 1 | 948.6638
DK_CA_Aab | . | S44 | . | T107 | 1 | 948.6638
DK_CA_Aab | . | S44 | . | T108 | 1 | 948.6638
DK_CA_Aab | . | S44 | . | T109 | 1 | 948.6638
DK_CA_Aab | . | S44 | . | T110 | 1 | 948.6638
DK_CA_Aab | . | S44 | . | T111 | 1 | 948.6638
DK_CA_Aab | . | S44 | . | T112 | 0.99 | 939.1772
DK_CA_Aab | . | S44 | . | T113 | 0.95 | 901.2306
DK_CA_Aab | . | S44 | . | T114 | 0.85 | 806.3642
DK_CA_Aab | . | S44 | . | T115 | 0.72 | 683.0379
DK_CA_Aab | . | S44 | . | T116 | 0.72 | 683.0379
DK_CA_Aab | . | S44 | . | T117 | 0.72 | 683.0379
DK_CA_Aab | . | S44 | . | T118 | 0.72 | 683.0379
DK_CA_Aab | . | S44 | . | T119 | 0.85 | 806.3642
DK_CA_Aab | . | S44 | . | T120 | 0.85 | 806.3642
DK_CA_Aab | . | S44 | . | T121 | 0.85 | 806.3642
DK_CA_Aab | . | S44 | . | T122 | 0.85 | 806.3642
DK_CA_Aab | . | S44 | . | T123 | 0.72 | 683.0379
DK_CA_Aab | . | S44 | . | T124 | 0.72 | 683.0379
DK_CA_Aab | . | S44 | . | T125 | 0.57 | 540.7384
DK_CA_Aab | . | S44 | . | T126 | 0.42 | 398.4388
DK_CA_Aab | . | S44 | . | T127 | 0.42 | 398.4388
DK_CA_Aab | . | S44 | . | T128 | 0.3 | 284.5991
DK_CA_Aab | . | S44 | . | T129 | 0.42 | 398.4388
DK_CA_Aab | . | S44 | . | T130 | 0.57 | 540.7384
DK_CA_Aab | . | S44 | . | T131 | 0.57 | 540.7384
DK_CA_Aab | . | S44 | . | T132 | 0.57 | 540.7384
DK_CA_Aab | . | S44 | . | T133 | 0.57 | 540.7384
DK_CA_Aab | . | S44 | . | T134 | 0.57 | 540.7384
DK_CA_Aab | . | S44 | . | T135 | 0.57 | 540.7384
DK_CA_Aab | . | S44 | . | T136 | 0.57 | 540.7384
DK_CA_Aab | . | S44 | . | T137 | 0.72 | 683.0379
DK_CA_Aab | . | S44 | . | T138 | 0.72 | 683.0379
DK_CA_Aab | . | S44 | . | T139 | 0.72 | 683.0379
DK_CA_Aab | . | S44 | . | T140 | 0.72 | 683.0379
DK_CA_Aab | . | S44 | . | T141 | 0.85 | 806.3642
DK_CA_Aab | . | S44 | . | T142 | 0.85 | 806.3642
DK_CA_Aab | . | S44 | . | T143 | 0.85 | 806.3642
DK_CA_Aab | . | S44 | . | T144 | 0.85 | 806.3642
DK_CA_Aab | . | S44 | . | T145 | 0.85 | 806.3642
DK_CA_Aab | . | S44 | . | T146 | 0.95 | 901.2306
DK_CA_Aab | . | S44 | . | T147 | 0.85 | 806.3642
DK_CA_Aab | . | S44 | . | T148 | 0.85 | 806.3642
DK_CA_Aab | . | S44 | . | T149 | 0.85 | 806.3642
DK_CA_Aab | . | S44 | . | T150 | 0.85 | 806.3642
DK_CA_Aab | . | S44 | . | T151 | 0.85 | 806.3642
DK_CA_Aab | . | S44 | . | T152 | 0.95 | 901.2306
DK_CA_Aab | . | S44 | . | T153 | 0.95 | 901.2306
DK_CA_Aab | . | S44 | . | T154 | 0.85 | 806.3642
DK_CA_Aab | . | S44 | . | T155 | 0.85 | 806.3642
DK_CA_Aab | . | S44 | . | T156 | 0.85 | 806.3642
DK_CA_Aab | . | S44 | . | T157 | 0.85 | 806.3642
DK_CA_Aab | . | S44 | . | T158 | 0.85 | 806.3642
DK_CA_Aab | . | S44 | . | T159 | 0.85 | 806.3642
DK_CA_Aab | . | S44 | . | T160 | 0.85 | 806.3642
DK_CA_Aab | . | S44 | . | T161 | 0.85 | 806.3642
DK_CA_Aab | . | S44 | . | T162 | 0.85 | 806.3642
DK_CA_Aab | . | S44 | . | T163 | 0.85 | 806.3642
DK_CA_Aab | . | S44 | . | T164 | 0.85 | 806.3642
DK_CA_Aab | . | S44 | . | T165 | 0.72 | 683.0379
DK_CA_Aab | . | S44 | . | T166 | 0.72 | 683.0379
DK_CA_Aab | . | S44 | . | T167 | 0.85 | 806.3642
DK_CA_Aab | . | S44 | . | T168 | 0.85 | 806.3642
DK_CA_Aab | . | S45 | . | T001 | 0.85 | 806.3642
DK_CA_Aab | . | S45 | . | T002 | 0.85 | 806.3642
DK_CA_Aab | . | S45 | . | T003 | 0.85 | 806.3642
DK_CA_Aab | . | S45 | . | T004 | 0.85 | 806.3642
DK_CA_Aab | . | S45 | . | T005 | 0.85 | 806.3642
DK_CA_Aab | . | S45 | . | T006 | 0.85 | 806.3642
DK_CA_Aab | . | S45 | . | T007 | 0.95 | 901.2306
DK_CA_Aab | . | S45 | . | T008 | 0.95 | 901.2306
DK_CA_Aab | . | S45 | . | T009 | 0.95 | 901.2306
DK_CA_Aab | . | S45 | . | T010 | 0.95 | 901.2306
DK_CA_Aab | . | S45 | . | T011 | 0.95 | 901.2306
DK_CA_Aab | . | S45 | . | T012 | 0.99 | 939.1772
DK_CA_Aab | . | S45 | . | T013 | 1 | 948.6638
DK_CA_Aab | . | S45 | . | T014 | 1 | 948.6638
DK_CA_Aab | . | S45 | . | T015 | 1 | 948.6638
DK_CA_Aab | . | S45 | . | T016 | 1 | 948.6638
DK_CA_Aab | . | S45 | . | T017 | 1 | 948.6638
DK_CA_Aab | . | S45 | . | T018 | 1 | 948.6638
DK_CA_Aab | . | S45 | . | T019 | 1 | 948.6638
DK_CA_Aab | . | S45 | . | T020 | 1 | 948.6638
DK_CA_Aab | . | S45 | . | T021 | 1 | 948.6638
DK_CA_Aab | . | S45 | . | T022 | 1 | 948.6638
DK_CA_Aab | . | S45 | . | T023 | 1 | 948.6638
DK_CA_Aab | . | S45 | . | T024 | 1 | 948.6638
DK_CA_Aab | . | S45 | . | T025 | 1 | 948.6638
DK_CA_Aab | . | S45 | . | T026 | 1 | 948.6638
DK_CA_Aab | . | S45 | . | T027 | 1 | 948.6638
DK_CA_Aab | . | S45 | . | T028 | 1 | 948.6638
DK_CA_Aab | . | S45 | . | T029 | 0.99 | 939.1772
DK_CA_Aab | . | S45 | . | T030 | 1 | 948.6638
DK_CA_Aab | . | S45 | . | T031 | 1 | 948.6638
DK_CA_Aab | . | S45 | . | T032 | 1 | 948.6638
DK_CA_Aab | . | S45 | . | T033 | 1 | 948.6638
DK_CA_Aab | . | S45 | . | T034 | 1 | 948.6638
DK_CA_Aab | . | S45 | . | T035 | 1 | 948.6638
DK_CA_Aab | . | S45 | . | T036 | 0.99 | 939.1772
DK_CA_Aab | . | S45 | . | T037 | 0.99 | 939.1772
DK_CA_Aab | . | S45 | . | T038 | 0.95 | 901.2306
DK_CA_Aab | . | S45 | . | T039 | 0.72 | 683.0379
DK_CA_Aab | . | S45 | . | T040 | 0.57 | 540.7384
DK_CA_Aab | . | S45 | . | T041 | 0.57 | 540.7384
DK_CA_Aab | . | S45 | . | T042 | 0.57 | 540.7384
DK_CA_Aab | . | S45 | . | T043 | 0.57 | 540.7384
DK_CA_Aab | . | S45 | . | T044 | 0.72 | 683.0379
DK_CA_Aab | . | S45 | . | T045 | 0.72 | 683.0379
DK_CA_Aab | . | S45 | . | T046 | 0.72 | 683.0379
DK_CA_Aab | . | S45 | . | T047 | 0.85 | 806.3642
DK_CA_Aab | . | S45 | . | T048 | 0.85 | 806.3642
DK_CA_Aab | . | S45 | . | T049 | 0.95 | 901.2306
DK_CA_Aab | . | S45 | . | T050 | 1 | 948.6638
DK_CA_Aab | . | S45 | . | T051 | 1 | 948.6638
DK_CA_Aab | . | S45 | . | T052 | 1 | 948.6638
DK_CA_Aab | . | S45 | . | T053 | 1 | 948.6638
DK_CA_Aab | . | S45 | . | T054 | 1 | 948.6638
DK_CA_Aab | . | S45 | . | T055 | 1 | 948.6638
DK_CA_Aab | . | S45 | . | T056 | 1 | 948.6638
DK_CA_Aab | . | S45 | . | T057 | 1 | 948.6638
DK_CA_Aab | . | S45 | . | T058 | 1 | 948.6638
DK_CA_Aab | . | S45 | . | T059 | 1 | 948.6638
DK_CA_Aab | . | S45 | . | T060 | 1 | 948.6638
DK_CA_Aab | . | S45 | . | T061 | 1 | 948.6638
DK_CA_Aab | . | S45 | . | T062 | 1 | 948.6638
DK_CA_Aab | . | S45 | . | T063 | 1 | 948.6638
DK_CA_Aab | . | S45 | . | T064 | 1 | 948.6638
DK_CA_Aab | . | S45 | . | T065 | 1 | 948.6638
DK_CA_Aab | . | S45 | . | T066 | 1 | 948.6638
DK_CA_Aab | . | S45 | . | T067 | 1 | 948.6638
DK_CA_Aab | . | S45 | . | T068 | 1 | 948.6638
DK_CA_Aab | . | S45 | . | T069 | 1 | 948.6638
DK_CA_Aab | . | S45 | . | T070 | 0.99 | 939.1772
DK_CA_Aab | . | S45 | . | T071 | 0.95 | 901.2306
DK_CA_Aab | . | S45 | . | T072 | 0.95 | 901.2306
DK_CA_Aab | . | S45 | . | T073 | 0.85 | 806.3642
DK_CA_Aab | . | S45 | . | T074 | 0.72 | 683.0379
DK_CA_Aab | . | S45 | . | T075 | 0.72 | 683.0379
DK_CA_Aab | . | S45 | . | T076 | 0.57 | 540.7384
DK_CA_Aab | . | S45 | . | T077 | 0.42 | 398.4388
DK_CA_Aab | . | S45 | . | T078 | 0.42 | 398.4388
DK_CA_Aab | . | S45 | . | T079 | 0.42 | 398.4388
DK_CA_Aab | . | S45 | . | T080 | 0.57 | 540.7384
DK_CA_Aab | . | S45 | . | T081 | 0.85 | 806.3642
DK_CA_Aab | . | S45 | . | T082 | 0.95 | 901.2306
DK_CA_Aab | . | S45 | . | T083 | 0.95 | 901.2306
DK_CA_Aab | . | S45 | . | T084 | 0.99 | 939.1772
DK_CA_Aab | . | S45 | . | T085 | 0.99 | 939.1772
DK_CA_Aab | . | S45 | . | T086 | 0.99 | 939.1772
DK_CA_Aab | . | S45 | . | T087 | 0.99 | 939.1772
DK_CA_Aab | . | S45 | . | T088 | 0.95 | 901.2306
DK_CA_Aab | . | S45 | . | T089 | 0.95 | 901.2306
DK_CA_Aab | . | S45 | . | T090 | 0.85 | 806.3642
DK_CA_Aab | . | S45 | . | T091 | 0.85 | 806.3642
DK_CA_Aab | . | S45 | . | T092 | 0.85 | 806.3642
DK_CA_Aab | . | S45 | . | T093 | 0.72 | 683.0379
DK_CA_Aab | . | S45 | . | T094 | 0.57 | 540.7384
DK_CA_Aab | . | S45 | . | T095 | 0.57 | 540.7384
DK_CA_Aab | . | S45 | . | T096 | 0.42 | 398.4388
DK_CA_Aab | . | S45 | . | T097 | 0.3 | 284.5991
DK_CA_Aab | . | S45 | . | T098 | 0.3 | 284.5991
DK_CA_Aab | . | S45 | . | T099 | 0.3 | 284.5991
DK_CA_Aab | . | S45 | . | T100 | 0.42 | 398.4388
DK_CA_Aab | . | S45 | . | T101 | 0.42 | 398.4388
DK_CA_Aab | . | S45 | . | T102 | 0.57 | 540.7384
DK_CA_Aab | . | S45 | . | T103 | 0.57 | 540.7384
DK_CA_Aab | . | S45 | . | T104 | 0.57 | 540.7384
DK_CA_Aab | . | S45 | . | T105 | 0.57 | 540.7384
DK_CA_Aab | . | S45 | . | T106 | 0.57 | 540.7384
DK_CA_Aab | . | S45 | . | T107 | 0.57 | 540.7384
DK_CA_Aab | . | S45 | . | T108 | 0.57 | 540.7384
DK_CA_Aab | . | S45 | . | T109 | 0.57 | 540.7384
DK_CA_Aab | . | S45 | . | T110 | 0.57 | 540.7384
DK_CA_Aab | . | S45 | . | T111 | 0.42 | 398.4388
DK_CA_Aab | . | S45 | . | T112 | 0.42 | 398.4388
DK_CA_Aab | . | S45 | . | T113 | 0.57 | 540.7384
DK_CA_Aab | . | S45 | . | T114 | 0.72 | 683.0379
DK_CA_Aab | . | S45 | . | T115 | 0.95 | 901.2306
DK_CA_Aab | . | S45 | . | T116 | 1 | 948.6638
DK_CA_Aab | . | S45 | . | T117 | 1 | 948.6638
DK_CA_Aab | . | S45 | . | T118 | 1 | 948.6638
DK_CA_Aab | . | S45 | . | T119 | 1 | 948.6638
DK_CA_Aab | . | S45 | . | T120 | 1 | 948.6638
DK_CA_Aab | . | S45 | . | T121 | 1 | 948.6638
DK_CA_Aab | . | S45 | . | T122 | 1 | 948.6638
DK_CA_Aab | . | S45 | . | T123 | 1 | 948.6638
DK_CA_Aab | . | S45 | . | T124 | 1 | 948.6638
DK_CA_Aab | . | S45 | . | T125 | 1 | 948.6638
DK_CA_Aab | . | S45 | . | T126 | 1 | 948.6638
DK_CA_Aab | . | S45 | . | T127 | 1 | 948.6638
DK_CA_Aab | . | S45 | . | T128 | 1 | 948.6638
DK_CA_Aab | . | S45 | . | T129 | 1 | 948.6638
DK_CA_Aab | . | S45 | . | T130 | 0.99 | 939.1772
DK_CA_Aab | . | S45 | . | T131 | 0.95 | 901.2306
DK_CA_Aab | . | S45 | . | T132 | 0.85 | 806.3642
DK_CA_Aab | . | S45 | . | T133 | 0.57 | 540.7384
DK_CA_Aab | . | S45 | . | T134 | 0.42 | 398.4388
DK_CA_Aab | . | S45 | . | T135 | 0.42 | 398.4388
DK_CA_Aab | . | S45 | . | T136 | 0.42 | 398.4388
DK_CA_Aab | . | S45 | . | T137 | 0.42 | 398.4388
DK_CA_Aab | . | S45 | . | T138 | 0.42 | 398.4388
DK_CA_Aab | . | S45 | . | T139 | 0.3 | 284.5991
DK_CA_Aab | . | S45 | . | T140 | 0.3 | 284.5991
DK_CA_Aab | . | S45 | . | T141 | 0.19 | 180.2461
DK_CA_Aab | . | S45 | . | T142 | 0.19 | 180.2461
DK_CA_Aab | . | S45 | . | T143 | 0.19 | 180.2461
DK_CA_Aab | . | S45 | . | T144 | 0.12 | 113.8397
DK_CA_Aab | . | S45 | . | T145 | 0.06 | 56.9198
DK_CA_Aab | . | S45 | . | T146 | 0.06 | 56.9198
DK_CA_Aab | . | S45 | . | T147 | 0.12 | 113.8397
DK_CA_Aab | . | S45 | . | T148 | 0.19 | 180.2461
DK_CA_Aab | . | S45 | . | T149 | 0.19 | 180.2461
DK_CA_Aab | . | S45 | . | T150 | 0.19 | 180.2461
DK_CA_Aab | . | S45 | . | T151 | 0.3 | 284.5991
DK_CA_Aab | . | S45 | . | T152 | 0.42 | 398.4388
DK_CA_Aab | . | S45 | . | T153 | 0.72 | 683.0379
DK_CA_Aab | . | S45 | . | T154 | 0.85 | 806.3642
DK_CA_Aab | . | S45 | . | T155 | 0.95 | 901.2306
DK_CA_Aab | . | S45 | . | T156 | 0.99 | 939.1772
DK_CA_Aab | . | S45 | . | T157 | 1 | 948.6638
DK_CA_Aab | . | S45 | . | T158 | 1 | 948.6638
DK_CA_Aab | . | S45 | . | T159 | 1 | 948.6638
DK_CA_Aab | . | S45 | . | T160 | 1 | 948.6638
DK_CA_Aab | . | S45 | . | T161 | 1 | 948.6638
DK_CA_Aab | . | S45 | . | T162 | 1 | 948.6638
DK_CA_Aab | . | S45 | . | T163 | 1 | 948.6638
DK_CA_Aab | . | S45 | . | T164 | 1 | 948.6638
DK_CA_Aab | . | S45 | . | T165 | 1 | 948.6638
DK_CA_Aab | . | S45 | . | T166 | 1 | 948.6638
DK_CA_Aab | . | S45 | . | T167 | 1 | 948.6638
DK_CA_Aab | . | S45 | . | T168 | 1 | 948.6638
DK_CA_Aab | . | S46 | . | T001 | 1 | 948.6638
DK_CA_Aab | . | S46 | . | T002 | 1 | 948.6638
DK_CA_Aab | . | S46 | . | T003 | 0.99 | 939.1772
DK_CA_Aab | . | S46 | . | T004 | 0.99 | 939.1772
DK_CA_Aab | . | S46 | . | T005 | 0.95 | 901.2306
DK_CA_Aab | . | S46 | . | T006 | 0.95 | 901.2306
DK_CA_Aab | . | S46 | . | T007 | 0.85 | 806.3642
DK_CA_Aab | . | S46 | . | T008 | 0.72 | 683.0379
DK_CA_Aab | . | S46 | . | T009 | 0.85 | 806.3642
DK_CA_Aab | . | S46 | . | T010 | 0.85 | 806.3642
DK_CA_Aab | . | S46 | . | T011 | 0.85 | 806.3642
DK_CA_Aab | . | S46 | . | T012 | 0.95 | 901.2306
DK_CA_Aab | . | S46 | . | T013 | 0.95 | 901.2306
DK_CA_Aab | . | S46 | . | T014 | 0.99 | 939.1772
DK_CA_Aab | . | S46 | . | T015 | 0.95 | 901.2306
DK_CA_Aab | . | S46 | . | T016 | 0.95 | 901.2306
DK_CA_Aab | . | S46 | . | T017 | 0.95 | 901.2306
DK_CA_Aab | . | S46 | . | T018 | 0.95 | 901.2306
DK_CA_Aab | . | S46 | . | T019 | 0.95 | 901.2306
DK_CA_Aab | . | S46 | . | T020 | 0.95 | 901.2306
DK_CA_Aab | . | S46 | . | T021 | 0.85 | 806.3642
DK_CA_Aab | . | S46 | . | T022 | 0.85 | 806.3642
DK_CA_Aab | . | S46 | . | T023 | 0.72 | 683.0379
DK_CA_Aab | . | S46 | . | T024 | 0.72 | 683.0379
DK_CA_Aab | . | S46 | . | T025 | 0.57 | 540.7384
DK_CA_Aab | . | S46 | . | T026 | 0.57 | 540.7384
DK_CA_Aab | . | S46 | . | T027 | 0.57 | 540.7384
DK_CA_Aab | . | S46 | . | T028 | 0.72 | 683.0379
DK_CA_Aab | . | S46 | . | T029 | 0.72 | 683.0379
DK_CA_Aab | . | S46 | . | T030 | 0.57 | 540.7384
DK_CA_Aab | . | S46 | . | T031 | 0.57 | 540.7384
DK_CA_Aab | . | S46 | . | T032 | 0.57 | 540.7384
DK_CA_Aab | . | S46 | . | T033 | 0.72 | 683.0379
DK_CA_Aab | . | S46 | . | T034 | 0.72 | 683.0379
DK_CA_Aab | . | S46 | . | T035 | 0.57 | 540.7384
DK_CA_Aab | . | S46 | . | T036 | 0.57 | 540.7384
DK_CA_Aab | . | S46 | . | T037 | 0.57 | 540.7384
DK_CA_Aab | . | S46 | . | T038 | 0.57 | 540.7384
DK_CA_Aab | . | S46 | . | T039 | 0.72 | 683.0379
DK_CA_Aab | . | S46 | . | T040 | 0.85 | 806.3642
DK_CA_Aab | . | S46 | . | T041 | 0.85 | 806.3642
DK_CA_Aab | . | S46 | . | T042 | 0.85 | 806.3642
DK_CA_Aab | . | S46 | . | T043 | 0.85 | 806.3642
DK_CA_Aab | . | S46 | . | T044 | 0.85 | 806.3642
DK_CA_Aab | . | S46 | . | T045 | 0.95 | 901.2306
DK_CA_Aab | . | S46 | . | T046 | 0.95 | 901.2306
DK_CA_Aab | . | S46 | . | T047 | 0.95 | 901.2306
DK_CA_Aab | . | S46 | . | T048 | 0.95 | 901.2306
DK_CA_Aab | . | S46 | . | T049 | 0.85 | 806.3642
DK_CA_Aab | . | S46 | . | T050 | 0.85 | 806.3642
DK_CA_Aab | . | S46 | . | T051 | 0.72 | 683.0379
DK_CA_Aab | . | S46 | . | T052 | 0.72 | 683.0379
DK_CA_Aab | . | S46 | . | T053 | 0.72 | 683.0379
DK_CA_Aab | . | S46 | . | T054 | 0.72 | 683.0379
DK_CA_Aab | . | S46 | . | T055 | 0.72 | 683.0379
DK_CA_Aab | . | S46 | . | T056 | 0.72 | 683.0379
DK_CA_Aab | . | S46 | . | T057 | 0.57 | 540.7384
DK_CA_Aab | . | S46 | . | T058 | 0.42 | 398.4388
DK_CA_Aab | . | S46 | . | T059 | 0.3 | 284.5991
DK_CA_Aab | . | S46 | . | T060 | 0.3 | 284.5991
DK_CA_Aab | . | S46 | . | T061 | 0.42 | 398.4388
DK_CA_Aab | . | S46 | . | T062 | 0.42 | 398.4388
DK_CA_Aab | . | S46 | . | T063 | 0.42 | 398.4388
DK_CA_Aab | . | S46 | . | T064 | 0.42 | 398.4388
DK_CA_Aab | . | S46 | . | T065 | 0.57 | 540.7384
DK_CA_Aab | . | S46 | . | T066 | 0.72 | 683.0379
DK_CA_Aab | . | S46 | . | T067 | 0.85 | 806.3642
DK_CA_Aab | . | S46 | . | T068 | 0.95 | 901.2306
DK_CA_Aab | . | S46 | . | T069 | 0.99 | 939.1772
DK_CA_Aab | . | S46 | . | T070 | 0.99 | 939.1772
DK_CA_Aab | . | S46 | . | T071 | 1 | 948.6638
DK_CA_Aab | . | S46 | . | T072 | 1 | 948.6638
DK_CA_Aab | . | S46 | . | T073 | 1 | 948.6638
DK_CA_Aab | . | S46 | . | T074 | 1 | 948.6638
DK_CA_Aab | . | S46 | . | T075 | 1 | 948.6638
DK_CA_Aab | . | S46 | . | T076 | 1 | 948.6638
DK_CA_Aab | . | S46 | . | T077 | 1 | 948.6638
DK_CA_Aab | . | S46 | . | T078 | 0.99 | 939.1772
DK_CA_Aab | . | S46 | . | T079 | 0.95 | 901.2306
DK_CA_Aab | . | S46 | . | T080 | 0.85 | 806.3642
DK_CA_Aab | . | S46 | . | T081 | 0.72 | 683.0379
DK_CA_Aab | . | S46 | . | T082 | 0.57 | 540.7384
DK_CA_Aab | . | S46 | . | T083 | 0.42 | 398.4388
DK_CA_Aab | . | S46 | . | T084 | 0.3 | 284.5991
DK_CA_Aab | . | S46 | . | T085 | 0.19 | 180.2461
DK_CA_Aab | . | S46 | . | T086 | 0.19 | 180.2461
DK_CA_Aab | . | S46 | . | T087 | 0.12 | 113.8397
DK_CA_Aab | . | S46 | . | T088 | 0.03 | 28.4599
DK_CA_Aab | . | S46 | . | T089 | 0 | 0
DK_CA_Aab | . | S46 | . | T090 | 0 | 0
DK_CA_Aab | . | S46 | . | T091 | 0 | 0
DK_CA_Aab | . | S46 | . | T092 | 0 | 0
DK_CA_Aab | . | S46 | . | T093 | 0 | 0
DK_CA_Aab | . | S46 | . | T094 | 0 | 0
DK_CA_Aab | . | S46 | . | T095 | 0.06 | 56.9198
DK_CA_Aab | . | S46 | . | T096 | 0.19 | 180.2461
DK_CA_Aab | . | S46 | . | T097 | 0.42 | 398.4388
DK_CA_Aab | . | S46 | . | T098 | 0.57 | 540.7384
DK_CA_Aab | . | S46 | . | T099 | 0.85 | 806.3642
DK_CA_Aab | . | S46 | . | T100 | 0.85 | 806.3642
DK_CA_Aab | . | S46 | . | T101 | 0.95 | 901.2306
DK_CA_Aab | . | S46 | . | T102 | 1 | 948.6638
DK_CA_Aab | . | S46 | . | T103 | 1 | 948.6638
DK_CA_Aab | . | S46 | . | T104 | 1 | 948.6638
DK_CA_Aab | . | S46 | . | T105 | 1 | 948.6638
DK_CA_Aab | . | S46 | . | T106 | 1 | 948.6638
DK_CA_Aab | . | S46 | . | T107 | 1 | 948.6638
DK_CA_Aab | . | S46 | . | T108 | 1 | 948.6638
DK_CA_Aab | . | S46 | . | T109 | 1 | 948.6638
DK_CA_Aab | . | S46 | . | T110 | 1 | 948.6638
DK_CA_Aab | . | S46 | . | T111 | 1 | 948.6638
DK_CA_Aab | . | S46 | . | T112 | 1 | 948.6638
DK_CA_Aab | . | S46 | . | T113 | 1 | 948.6638
DK_CA_Aab | . | S46 | . | T114 | 1 | 948.6638
DK_CA_Aab | . | S46 | . | T115 | 1 | 948.6638
DK_CA_Aab | . | S46 | . | T116 | 1 | 948.6638
DK_CA_Aab | . | S46 | . | T117 | 1 | 948.6638
DK_CA_Aab | . | S46 | . | T118 | 0.99 | 939.1772
DK_CA_Aab | . | S46 | . | T119 | 0.99 | 939.1772
DK_CA_Aab | . | S46 | . | T120 | 0.99 | 939.1772
DK_CA_Aab | . | S46 | . | T121 | 0.95 | 901.2306
DK_CA_Aab | . | S46 | . | T122 | 0.95 | 901.2306
DK_CA_Aab | . | S46 | . | T123 | 0.85 | 806.3642
DK_CA_Aab | . | S46 | . | T124 | 0.85 | 806.3642
DK_CA_Aab | . | S46 | . | T125 | 0.85 | 806.3642
DK_CA_Aab | . | S46 | . | T126 | 0.72 | 683.0379
DK_CA_Aab | . | S46 | . | T127 | 0.57 | 540.7384
DK_CA_Aab | . | S46 | . | T128 | 0.42 | 398.4388
DK_CA_Aab | . | S46 | . | T129 | 0.3 | 284.5991
DK_CA_Aab | . | S46 | . | T130 | 0.19 | 180.2461
DK_CA_Aab | . | S46 | . | T131 | 0.19 | 180.2461
DK_CA_Aab | . | S46 | . | T132 | 0.12 | 113.8397
DK_CA_Aab | . | S46 | . | T133 | 0.12 | 113.8397
DK_CA_Aab | . | S46 | . | T134 | 0.19 | 180.2461
DK_CA_Aab | . | S46 | . | T135 | 0.19 | 180.2461
DK_CA_Aab | . | S46 | . | T136 | 0.3 | 284.5991
DK_CA_Aab | . | S46 | . | T137 | 0.3 | 284.5991
DK_CA_Aab | . | S46 | . | T138 | 0.3 | 284.5991
DK_CA_Aab | . | S46 | . | T139 | 0.3 | 284.5991
DK_CA_Aab | . | S46 | . | T140 | 0.42 | 398.4388
DK_CA_Aab | . | S46 | . | T141 | 0.42 | 398.4388
DK_CA_Aab | . | S46 | . | T142 | 0.42 | 398.4388
DK_CA_Aab | . | S46 | . | T143 | 0.42 | 398.4388
DK_CA_Aab | . | S46 | . | T144 | 0.42 | 398.4388
DK_CA_Aab | . | S46 | . | T145 | 0.42 | 398.4388
DK_CA_Aab | . | S46 | . | T146 | 0.42 | 398.4388
DK_CA_Aab | . | S46 | . | T147 | 0.57 | 540.7384
DK_CA_Aab | . | S46 | . | T148 | 0.42 | 398.4388
DK_CA_Aab | . | S46 | . | T149 | 0.42 | 398.4388
DK_CA_Aab | . | S46 | . | T150 | 0.42 | 398.4388
DK_CA_Aab | . | S46 | . | T151 | 0.42 | 398.4388
DK_CA_Aab | . | S46 | . | T152 | 0.42 | 398.4388
DK_CA_Aab | . | S46 | . | T153 | 0.42 | 398.4388
DK_CA_Aab | . | S46 | . | T154 | 0.42 | 398.4388
DK_CA_Aab | . | S46 | . | T155 | 0.57 | 540.7384
DK_CA_Aab | . | S46 | . | T156 | 0.57 | 540.7384
DK_CA_Aab | . | S46 | . | T157 | 0.57 | 540.7384
DK_CA_Aab | . | S46 | . | T158 | 0.57 | 540.7384
DK_CA_Aab | . | S46 | . | T159 | 0.57 | 540.7384
DK_CA_Aab | . | S46 | . | T160 | 0.57 | 540.7384
DK_CA_Aab | . | S46 | . | T161 | 0.57 | 540.7384
DK_CA_Aab | . | S46 | . | T162 | 0.57 | 540.7384
DK_CA_Aab | . | S46 | . | T163 | 0.57 | 540.7384
DK_CA_Aab | . | S46 | . | T164 | 0.57 | 540.7384
DK_CA_Aab | . | S46 | . | T165 | 0.57 | 540.7384
DK_CA_Aab | . | S46 | . | T166 | 0.57 | 540.7384
DK_CA_Aab | . | S46 | . | T167 | 0.57 | 540.7384
DK_CA_Aab | . | S46 | . | T168 | 0.57 | 540.7384
DK_CA_Aab | . | S47 | . | T001 | 0.42 | 398.4388
DK_CA_Aab | . | S47 | . | T002 | 0.42 | 398.4388
DK_CA_Aab | . | S47 | . | T003 | 0.42 | 398.4388
DK_CA_Aab | . | S47 | . | T004 | 0.42 | 398.4388
DK_CA_Aab | . | S47 | . | T005 | 0.3 | 284.5991
DK_CA_Aab | . | S47 | . | T006 | 0.42 | 398.4388
DK_CA_Aab | . | S47 | . | T007 | 0.3 | 284.5991
DK_CA_Aab | . | S47 | . | T008 | 0.42 | 398.4388
DK_CA_Aab | . | S47 | . | T009 | 0.42 | 398.4388
DK_CA_Aab | . | S47 | . | T010 | 0.42 | 398.4388
DK_CA_Aab | . | S47 | . | T011 | 0.42 | 398.4388
DK_CA_Aab | . | S47 | . | T012 | 0.42 | 398.4388
DK_CA_Aab | . | S47 | . | T013 | 0.42 | 398.4388
DK_CA_Aab | . | S47 | . | T014 | 0.42 | 398.4388
DK_CA_Aab | . | S47 | . | T015 | 0.42 | 398.4388
DK_CA_Aab | . | S47 | . | T016 | 0.3 | 284.5991
DK_CA_Aab | . | S47 | . | T017 | 0.3 | 284.5991
DK_CA_Aab | . | S47 | . | T018 | 0.3 | 284.5991
DK_CA_Aab | . | S47 | . | T019 | 0.3 | 284.5991
DK_CA_Aab | . | S47 | . | T020 | 0.3 | 284.5991
DK_CA_Aab | . | S47 | . | T021 | 0.42 | 398.4388
DK_CA_Aab | . | S47 | . | T022 | 0.42 | 398.4388
DK_CA_Aab | . | S47 | . | T023 | 0.42 | 398.4388
DK_CA_Aab | . | S47 | . | T024 | 0.57 | 540.7384
DK_CA_Aab | . | S47 | . | T025 | 0.57 | 540.7384
DK_CA_Aab | . | S47 | . | T026 | 0.57 | 540.7384
DK_CA_Aab | . | S47 | . | T027 | 0.57 | 540.7384
DK_CA_Aab | . | S47 | . | T028 | 0.57 | 540.7384
DK_CA_Aab | . | S47 | . | T029 | 0.57 | 540.7384
DK_CA_Aab | . | S47 | . | T030 | 0.57 | 540.7384
DK_CA_Aab | . | S47 | . | T031 | 0.42 | 398.4388
DK_CA_Aab | . | S47 | . | T032 | 0.42 | 398.4388
DK_CA_Aab | . | S47 | . | T033 | 0.3 | 284.5991
DK_CA_Aab | . | S47 | . | T034 | 0.19 | 180.2461
DK_CA_Aab | . | S47 | . | T035 | 0.19 | 180.2461
DK_CA_Aab | . | S47 | . | T036 | 0.12 | 113.8397
DK_CA_Aab | . | S47 | . | T037 | 0.06 | 56.9198
DK_CA_Aab | . | S47 | . | T038 | 0.03 | 28.4599
DK_CA_Aab | . | S47 | . | T039 | 0 | 0
DK_CA_Aab | . | S47 | . | T040 | 0 | 0
DK_CA_Aab | . | S47 | . | T041 | 0 | 0
DK_CA_Aab | . | S47 | . | T042 | 0 | 0
DK_CA_Aab | . | S47 | . | T043 | 0 | 0
DK_CA_Aab | . | S47 | . | T044 | 0 | 0
DK_CA_Aab | . | S47 | . | T045 | 0 | 0
DK_CA_Aab | . | S47 | . | T046 | 0 | 0
DK_CA_Aab | . | S47 | . | T047 | 0 | 0
DK_CA_Aab | . | S47 | . | T048 | 0 | 0
DK_CA_Aab | . | S47 | . | T049 | 0 | 0
DK_CA_Aab | . | S47 | . | T050 | 0 | 0
DK_CA_Aab | . | S47 | . | T051 | 0.03 | 28.4599
DK_CA_Aab | . | S47 | . | T052 | 0.06 | 56.9198
DK_CA_Aab | . | S47 | . | T053 | 0.06 | 56.9198
DK_CA_Aab | . | S47 | . | T054 | 0.12 | 113.8397
DK_CA_Aab | . | S47 | . | T055 | 0.12 | 113.8397
DK_CA_Aab | . | S47 | . | T056 | 0.12 | 113.8397
DK_CA_Aab | . | S47 | . | T057 | 0.12 | 113.8397
DK_CA_Aab | . | S47 | . | T058 | 0.12 | 113.8397
DK_CA_Aab | . | S47 | . | T059 | 0.19 | 180.2461
DK_CA_Aab | . | S47 | . | T060 | 0.3 | 284.5991
DK_CA_Aab | . | S47 | . | T061 | 0.3 | 284.5991
DK_CA_Aab | . | S47 | . | T062 | 0.42 | 398.4388
DK_CA_Aab | . | S47 | . | T063 | 0.57 | 540.7384
DK_CA_Aab | . | S47 | . | T064 | 0.57 | 540.7384
DK_CA_Aab | . | S47 | . | T065 | 0.57 | 540.7384
DK_CA_Aab | . | S47 | . | T066 | 0.57 | 540.7384
DK_CA_Aab | . | S47 | . | T067 | 0.72 | 683.0379
DK_CA_Aab | . | S47 | . | T068 | 0.72 | 683.0379
DK_CA_Aab | . | S47 | . | T069 | 0.72 | 683.0379
DK_CA_Aab | . | S47 | . | T070 | 0.72 | 683.0379
DK_CA_Aab | . | S47 | . | T071 | 0.72 | 683.0379
DK_CA_Aab | . | S47 | . | T072 | 0.85 | 806.3642
DK_CA_Aab | . | S47 | . | T073 | 0.85 | 806.3642
DK_CA_Aab | . | S47 | . | T074 | 0.95 | 901.2306
DK_CA_Aab | . | S47 | . | T075 | 0.99 | 939.1772
DK_CA_Aab | . | S47 | . | T076 | 1 | 948.6638
DK_CA_Aab | . | S47 | . | T077 | 1 | 948.6638
DK_CA_Aab | . | S47 | . | T078 | 1 | 948.6638
DK_CA_Aab | . | S47 | . | T079 | 1 | 948.6638
DK_CA_Aab | . | S47 | . | T080 | 1 | 948.6638
DK_CA_Aab | . | S47 | . | T081 | 1 | 948.6638
DK_CA_Aab | . | S47 | . | T082 | 1 | 948.6638
DK_CA_Aab | . | S47 | . | T083 | 1 | 948.6638
DK_CA_Aab | . | S47 | . | T084 | 1 | 948.6638
DK_CA_Aab | . | S47 | . | T085 | 1 | 948.6638
DK_CA_Aab | . | S47 | . | T086 | 1 | 948.6638
DK_CA_Aab | . | S47 | . | T087 | 1 | 948.6638
DK_CA_Aab | . | S47 | . | T088 | 1 | 948.6638
DK_CA_Aab | . | S47 | . | T089 | 1 | 948.6638
DK_CA_Aab | . | S47 | . | T090 | 1 | 948.6638
DK_CA_Aab | . | S47 | . | T091 | 1 | 948.6638
DK_CA_Aab | . | S47 | . | T092 | 1 | 948.6638
DK_CA_Aab | . | S47 | . | T093 | 1 | 948.6638
DK_CA_Aab | . | S47 | . | T094 | 1 | 948.6638
DK_CA_Aab | . | S47 | . | T095 | 1 | 948.6638
DK_CA_Aab | . | S47 | . | T096 | 1 | 948.6638
DK_CA_Aab | . | S47 | . | T097 | 1 | 948.6638
DK_CA_Aab | . | S47 | . | T098 | 1 | 948.6638
DK_CA_Aab | . | S47 | . | T099 | 1 | 948.6638
DK_CA_Aab | . | S47 | . | T100 | 1 | 948.6638
DK_CA_Aab | . | S47 | . | T101 | 1 | 948.6638
DK_CA_Aab | . | S47 | . | T102 | 1 | 948.6638
DK_CA_Aab | . | S47 | . | T103 | 1 | 948.6638
DK_CA_Aab | . | S47 | . | T104 | 1 | 948.6638
DK_CA_Aab | . | S47 | . | T105 | 1 | 948.6638
DK_CA_Aab | . | S47 | . | T106 | 1 | 948.6638
DK_CA_Aab | . | S47 | . | T107 | 1 | 948.6638
DK_CA_Aab | . | S47 | . | T108 | 1 | 948.6638
DK_CA_Aab | . | S47 | . | T109 | 1 | 948.6638
DK_CA_Aab | . | S47 | . | T110 | 1 | 948.6638
DK_CA_Aab | . | S47 | . | T111 | 1 | 948.6638
DK_CA_Aab | . | S47 | . | T112 | 1 | 948.6638
DK_CA_Aab | . | S47 | . | T113 | 1 | 948.6638
DK_CA_Aab | . | S47 | . | T114 | 1 | 948.6638
DK_CA_Aab | . | S47 | . | T115 | 1 | 948.6638
DK_CA_Aab | . | S47 | . | T116 | 1 | 948.6638
DK_CA_Aab | . | S47 | . | T117 | 1 | 948.6638
DK_CA_Aab | . | S47 | . | T118 | 1 | 948.6638
DK_CA_Aab | . | S47 | . | T119 | 1 | 948.6638
DK_CA_Aab | . | S47 | . | T120 | 1 | 948.6638
DK_CA_Aab | . | S47 | . | T121 | 1 | 948.6638
DK_CA_Aab | . | S47 | . | T122 | 1 | 948.6638
DK_CA_Aab | . | S47 | . | T123 | 1 | 948.6638
DK_CA_Aab | . | S47 | . | T124 | 1 | 948.6638
DK_CA_Aab | . | S47 | . | T125 | 0.99 | 939.1772
DK_CA_Aab | . | S47 | . | T126 | 0.95 | 901.2306
DK_CA_Aab | . | S47 | . | T127 | 0.85 | 806.3642
DK_CA_Aab | . | S47 | . | T128 | 0.72 | 683.0379
DK_CA_Aab | . | S47 | . | T129 | 0.72 | 683.0379
DK_CA_Aab | . | S47 | . | T130 | 0.57 | 540.7384
DK_CA_Aab | . | S47 | . | T131 | 0.42 | 398.4388
DK_CA_Aab | . | S47 | . | T132 | 0.3 | 284.5991
DK_CA_Aab | . | S47 | . | T133 | 0.3 | 284.5991
DK_CA_Aab | . | S47 | . | T134 | 0.3 | 284.5991
DK_CA_Aab | . | S47 | . | T135 | 0.3 | 284.5991
DK_CA_Aab | . | S47 | . | T136 | 0.42 | 398.4388
DK_CA_Aab | . | S47 | . | T137 | 0.57 | 540.7384
DK_CA_Aab | . | S47 | . | T138 | 0.57 | 540.7384
DK_CA_Aab | . | S47 | . | T139 | 0.42 | 398.4388
DK_CA_Aab | . | S47 | . | T140 | 0.42 | 398.4388
DK_CA_Aab | . | S47 | . | T141 | 0.42 | 398.4388
DK_CA_Aab | . | S47 | . | T142 | 0.3 | 284.5991
DK_CA_Aab | . | S47 | . | T143 | 0.19 | 180.2461
DK_CA_Aab | . | S47 | . | T144 | 0.19 | 180.2461
DK_CA_Aab | . | S47 | . | T145 | 0.19 | 180.2461
DK_CA_Aab | . | S47 | . | T146 | 0.19 | 180.2461
DK_CA_Aab | . | S47 | . | T147 | 0.12 | 113.8397
DK_CA_Aab | . | S47 | . | T148 | 0.12 | 113.8397
DK_CA_Aab | . | S47 | . | T149 | 0.06 | 56.9198
DK_CA_Aab | . | S47 | . | T150 | 0.06 | 56.9198
DK_CA_Aab | . | S47 | . | T151 | 0.06 | 56.9198
DK_CA_Aab | . | S47 | . | T152 | 0.03 | 28.4599
DK_CA_Aab | . | S47 | . | T153 | 0 | 0
DK_CA_Aab | . | S47 | . | T154 | 0 | 0
DK_CA_Aab | . | S47 | . | T155 | 0 | 0
DK_CA_Aab | . | S47 | . | T156 | 0.06 | 56.9198
DK_CA_Aab | . | S47 | . | T157 | 0.12 | 113.8397
DK_CA_Aab | . | S47 | . | T158 | 0.19 | 180.2461
DK_CA_Aab | . | S47 | . | T159 | 0.19 | 180.2461
DK_CA_Aab | . | S47 | . | T160 | 0.19 | 180.2461
DK_CA_Aab | . | S47 | . | T161 | 0.12 | 113.8397
DK_CA_Aab | . | S47 | . | T162 | 0.12 | 113.8397
DK_CA_Aab | . | S47 | . | T163 | 0.12 | 113.8397
DK_CA_Aab | . | S47 | . | T164 | 0.12 | 113.8397
DK_CA_Aab | . | S47 | . | T165 | 0.12 | 113.8397
DK_CA_Aab | . | S47 | . | T166 | 0.12 | 113.8397
DK_CA_Aab | . | S47 | . | T167 | 0.12 | 113.8397
DK_CA_Aab | . | S47 | . | T168 | 0.19 | 180.2461
DK_CA_Aab | . | S48 | . | T001 | 0.3 | 284.5991
DK_CA_Aab | . | S48 | . | T002 | 0.3 | 284.5991
DK_CA_Aab | . | S48 | . | T003 | 0.3 | 284.5991
DK_CA_Aab | . | S48 | . | T004 | 0.3 | 284.5991
DK_CA_Aab | . | S48 | . | T005 | 0.3 | 284.5991
DK_CA_Aab | . | S48 | . | T006 | 0.3 | 284.5991
DK_CA_Aab | . | S48 | . | T007 | 0.19 | 180.2461
DK_CA_Aab | . | S48 | . | T008 | 0.19 | 180.2461
DK_CA_Aab | . | S48 | . | T009 | 0.19 | 180.2461
DK_CA_Aab | . | S48 | . | T010 | 0.19 | 180.2461
DK_CA_Aab | . | S48 | . | T011 | 0.3 | 284.5991
DK_CA_Aab | . | S48 | . | T012 | 0.3 | 284.5991
DK_CA_Aab | . | S48 | . | T013 | 0.42 | 398.4388
DK_CA_Aab | . | S48 | . | T014 | 0.42 | 398.4388
DK_CA_Aab | . | S48 | . | T015 | 0.42 | 398.4388
DK_CA_Aab | . | S48 | . | T016 | 0.57 | 540.7384
DK_CA_Aab | . | S48 | . | T017 | 0.57 | 540.7384
DK_CA_Aab | . | S48 | . | T018 | 0.57 | 540.7384
DK_CA_Aab | . | S48 | . | T019 | 0.57 | 540.7384
DK_CA_Aab | . | S48 | . | T020 | 0.72 | 683.0379
DK_CA_Aab | . | S48 | . | T021 | 0.72 | 683.0379
DK_CA_Aab | . | S48 | . | T022 | 0.57 | 540.7384
DK_CA_Aab | . | S48 | . | T023 | 0.42 | 398.4388
DK_CA_Aab | . | S48 | . | T024 | 0.57 | 540.7384
DK_CA_Aab | . | S48 | . | T025 | 0.57 | 540.7384
DK_CA_Aab | . | S48 | . | T026 | 0.72 | 683.0379
DK_CA_Aab | . | S48 | . | T027 | 0.72 | 683.0379
DK_CA_Aab | . | S48 | . | T028 | 0.57 | 540.7384
DK_CA_Aab | . | S48 | . | T029 | 0.57 | 540.7384
DK_CA_Aab | . | S48 | . | T030 | 0.57 | 540.7384
DK_CA_Aab | . | S48 | . | T031 | 0.42 | 398.4388
DK_CA_Aab | . | S48 | . | T032 | 0.42 | 398.4388
DK_CA_Aab | . | S48 | . | T033 | 0.42 | 398.4388
DK_CA_Aab | . | S48 | . | T034 | 0.42 | 398.4388
DK_CA_Aab | . | S48 | . | T035 | 0.3 | 284.5991
DK_CA_Aab | . | S48 | . | T036 | 0.3 | 284.5991
DK_CA_Aab | . | S48 | . | T037 | 0.19 | 180.2461
DK_CA_Aab | . | S48 | . | T038 | 0.19 | 180.2461
DK_CA_Aab | . | S48 | . | T039 | 0.12 | 113.8397
DK_CA_Aab | . | S48 | . | T040 | 0.12 | 113.8397
DK_CA_Aab | . | S48 | . | T041 | 0.12 | 113.8397
DK_CA_Aab | . | S48 | . | T042 | 0.06 | 56.9198
DK_CA_Aab | . | S48 | . | T043 | 0.06 | 56.9198
DK_CA_Aab | . | S48 | . | T044 | 0.06 | 56.9198
DK_CA_Aab | . | S48 | . | T045 | 0.03 | 28.4599
DK_CA_Aab | . | S48 | . | T046 | 0.03 | 28.4599
DK_CA_Aab | . | S48 | . | T047 | 0.03 | 28.4599
DK_CA_Aab | . | S48 | . | T048 | 0.03 | 28.4599
DK_CA_Aab | . | S48 | . | T049 | 0.03 | 28.4599
DK_CA_Aab | . | S48 | . | T050 | 0.03 | 28.4599
DK_CA_Aab | . | S48 | . | T051 | 0.03 | 28.4599
DK_CA_Aab | . | S48 | . | T052 | 0.03 | 28.4599
DK_CA_Aab | . | S48 | . | T053 | 0.06 | 56.9198
DK_CA_Aab | . | S48 | . | T054 | 0.12 | 113.8397
DK_CA_Aab | . | S48 | . | T055 | 0.19 | 180.2461
DK_CA_Aab | . | S48 | . | T056 | 0.19 | 180.2461
DK_CA_Aab | . | S48 | . | T057 | 0.3 | 284.5991
DK_CA_Aab | . | S48 | . | T058 | 0.42 | 398.4388
DK_CA_Aab | . | S48 | . | T059 | 0.57 | 540.7384
DK_CA_Aab | . | S48 | . | T060 | 0.72 | 683.0379
DK_CA_Aab | . | S48 | . | T061 | 0.85 | 806.3642
DK_CA_Aab | . | S48 | . | T062 | 0.95 | 901.2306
DK_CA_Aab | . | S48 | . | T063 | 0.99 | 939.1772
DK_CA_Aab | . | S48 | . | T064 | 0.99 | 939.1772
DK_CA_Aab | . | S48 | . | T065 | 1 | 948.6638
DK_CA_Aab | . | S48 | . | T066 | 1 | 948.6638
DK_CA_Aab | . | S48 | . | T067 | 1 | 948.6638
DK_CA_Aab | . | S48 | . | T068 | 1 | 948.6638
DK_CA_Aab | . | S48 | . | T069 | 1 | 948.6638
DK_CA_Aab | . | S48 | . | T070 | 1 | 948.6638
DK_CA_Aab | . | S48 | . | T071 | 1 | 948.6638
DK_CA_Aab | . | S48 | . | T072 | 0.99 | 939.1772
DK_CA_Aab | . | S48 | . | T073 | 0.72 | 683.0379
DK_CA_Aab | . | S48 | . | T074 | 0.72 | 683.0379
DK_CA_Aab | . | S48 | . | T075 | 0.72 | 683.0379
DK_CA_Aab | . | S48 | . | T076 | 0.72 | 683.0379
DK_CA_Aab | . | S48 | . | T077 | 0.72 | 683.0379
DK_CA_Aab | . | S48 | . | T078 | 0.72 | 683.0379
DK_CA_Aab | . | S48 | . | T079 | 0.72 | 683.0379
DK_CA_Aab | . | S48 | . | T080 | 0.57 | 540.7384
DK_CA_Aab | . | S48 | . | T081 | 0.72 | 683.0379
DK_CA_Aab | . | S48 | . | T082 | 0.72 | 683.0379
DK_CA_Aab | . | S48 | . | T083 | 0.72 | 683.0379
DK_CA_Aab | . | S48 | . | T084 | 0.72 | 683.0379
DK_CA_Aab | . | S48 | . | T085 | 0.72 | 683.0379
DK_CA_Aab | . | S48 | . | T086 | 0.57 | 540.7384
DK_CA_Aab | . | S48 | . | T087 | 0.57 | 540.7384
DK_CA_Aab | . | S48 | . | T088 | 0.57 | 540.7384
DK_CA_Aab | . | S48 | . | T089 | 0.57 | 540.7384
DK_CA_Aab | . | S48 | . | T090 | 0.57 | 540.7384
DK_CA_Aab | . | S48 | . | T091 | 0.57 | 540.7384
DK_CA_Aab | . | S48 | . | T092 | 0.57 | 540.7384
DK_CA_Aab | . | S48 | . | T093 | 0.42 | 398.4388
DK_CA_Aab | . | S48 | . | T094 | 0.3 | 284.5991
DK_CA_Aab | . | S48 | . | T095 | 0.19 | 180.2461
DK_CA_Aab | . | S48 | . | T096 | 0.12 | 113.8397
DK_CA_Aab | . | S48 | . | T097 | 0.12 | 113.8397
DK_CA_Aab | . | S48 | . | T098 | 0.12 | 113.8397
DK_CA_Aab | . | S48 | . | T099 | 0.06 | 56.9198
DK_CA_Aab | . | S48 | . | T100 | 0.06 | 56.9198
DK_CA_Aab | . | S48 | . | T101 | 0.12 | 113.8397
DK_CA_Aab | . | S48 | . | T102 | 0.12 | 113.8397
DK_CA_Aab | . | S48 | . | T103 | 0.19 | 180.2461
DK_CA_Aab | . | S48 | . | T104 | 0.19 | 180.2461
DK_CA_Aab | . | S48 | . | T105 | 0.19 | 180.2461
DK_CA_Aab | . | S48 | . | T106 | 0.3 | 284.5991
DK_CA_Aab | . | S48 | . | T107 | 0.3 | 284.5991
DK_CA_Aab | . | S48 | . | T108 | 0.42 | 398.4388
DK_CA_Aab | . | S48 | . | T109 | 0.42 | 398.4388
DK_CA_Aab | . | S48 | . | T110 | 0.57 | 540.7384
DK_CA_Aab | . | S48 | . | T111 | 0.57 | 540.7384
DK_CA_Aab | . | S48 | . | T112 | 0.57 | 540.7384
DK_CA_Aab | . | S48 | . | T113 | 0.57 | 540.7384
DK_CA_Aab | . | S48 | . | T114 | 0.42 | 398.4388
DK_CA_Aab | . | S48 | . | T115 | 0.42 | 398.4388
DK_CA_Aab | . | S48 | . | T116 | 0.42 | 398.4388
DK_CA_Aab | . | S48 | . | T117 | 0.42 | 398.4388
DK_CA_Aab | . | S48 | . | T118 | 0.57 | 540.7384
DK_CA_Aab | . | S48 | . | T119 | 0.57 | 540.7384
DK_CA_Aab | . | S48 | . | T120 | 0.57 | 540.7384
DK_CA_Aab | . | S48 | . | T121 | 0.42 | 398.4388
DK_CA_Aab | . | S48 | . | T122 | 0.42 | 398.4388
DK_CA_Aab | . | S48 | . | T123 | 0.57 | 540.7384
DK_CA_Aab | . | S48 | . | T124 | 0.57 | 540.7384
DK_CA_Aab | . | S48 | . | T125 | 0.72 | 683.0379
DK_CA_Aab | . | S48 | . | T126 | 0.85 | 806.3642
DK_CA_Aab | . | S48 | . | T127 | 0.95 | 901.2306
DK_CA_Aab | . | S48 | . | T128 | 0.95 | 901.2306
DK_CA_Aab | . | S48 | . | T129 | 0.95 | 901.2306
DK_CA_Aab | . | S48 | . | T130 | 0.99 | 939.1772
DK_CA_Aab | . | S48 | . | T131 | 0.99 | 939.1772
DK_CA_Aab | . | S48 | . | T132 | 1 | 948.6638
DK_CA_Aab | . | S48 | . | T133 | 1 | 948.6638
DK_CA_Aab | . | S48 | . | T134 | 1 | 948.6638
DK_CA_Aab | . | S48 | . | T135 | 1 | 948.6638
DK_CA_Aab | . | S48 | . | T136 | 1 | 948.6638
DK_CA_Aab | . | S48 | . | T137 | 1 | 948.6638
DK_CA_Aab | . | S48 | . | T138 | 1 | 948.6638
DK_CA_Aab | . | S48 | . | T139 | 1 | 948.6638
DK_CA_Aab | . | S48 | . | T140 | 1 | 948.6638
DK_CA_Aab | . | S48 | . | T141 | 1 | 948.6638
DK_CA_Aab | . | S48 | . | T142 | 1 | 948.6638
DK_CA_Aab | . | S48 | . | T143 | 1 | 948.6638
DK_CA_Aab | . | S48 | . | T144 | 1 | 948.6638
DK_CA_Aab | . | S48 | . | T145 | 1 | 948.6638
DK_CA_Aab | . | S48 | . | T146 | 1 | 948.6638
DK_CA_Aab | . | S48 | . | T147 | 1 | 948.6638
DK_CA_Aab | . | S48 | . | T148 | 1 | 948.6638
DK_CA_Aab | . | S48 | . | T149 | 1 | 948.6638
DK_CA_Aab | . | S48 | . | T150 | 1 | 948.6638
DK_CA_Aab | . | S48 | . | T151 | 1 | 948.6638
DK_CA_Aab | . | S48 | . | T152 | 1 | 948.6638
DK_CA_Aab | . | S48 | . | T153 | 1 | 948.6638
DK_CA_Aab | . | S48 | . | T154 | 0.99 | 939.1772
DK_CA_Aab | . | S48 | . | T155 | 0.99 | 939.1772
DK_CA_Aab | . | S48 | . | T156 | 0.99 | 939.1772
DK_CA_Aab | . | S48 | . | T157 | 0.99 | 939.1772
DK_CA_Aab | . | S48 | . | T158 | 0.99 | 939.1772
DK_CA_Aab | . | S48 | . | T159 | 1 | 948.6638
DK_CA_Aab | . | S48 | . | T160 | 0.99 | 939.1772
DK_CA_Aab | . | S48 | . | T161 | 0.99 | 939.1772
DK_CA_Aab | . | S48 | . | T162 | 0.95 | 901.2306
DK_CA_Aab | . | S48 | . | T163 | 0.95 | 901.2306
DK_CA_Aab | . | S48 | . | T164 | 0.85 | 806.3642
DK_CA_Aab | . | S48 | . | T165 | 0.72 | 683.0379
DK_CA_Aab | . | S48 | . | T166 | 0.57 | 540.7384
DK_CA_Aab | . | S48 | . | T167 | 0.42 | 398.4388
DK_CA_Aab | . | S48 | . | T168 | 0.57 | 540.7384
DK_CA_Aab | . | S49 | . | T001 | 0.72 | 683.0379
DK_CA_Aab | . | S49 | . | T002 | 0.72 | 683.0379
DK_CA_Aab | . | S49 | . | T003 | 0.57 | 540.7384
DK_CA_Aab | . | S49 | . | T004 | 0.42 | 398.4388
DK_CA_Aab | . | S49 | . | T005 | 0.3 | 284.5991
DK_CA_Aab | . | S49 | . | T006 | 0.3 | 284.5991
DK_CA_Aab | . | S49 | . | T007 | 0.19 | 180.2461
DK_CA_Aab | . | S49 | . | T008 | 0.12 | 113.8397
DK_CA_Aab | . | S49 | . | T009 | 0.12 | 113.8397
DK_CA_Aab | . | S49 | . | T010 | 0.12 | 113.8397
DK_CA_Aab | . | S49 | . | T011 | 0.12 | 113.8397
DK_CA_Aab | . | S49 | . | T012 | 0.12 | 113.8397
DK_CA_Aab | . | S49 | . | T013 | 0.12 | 113.8397
DK_CA_Aab | . | S49 | . | T014 | 0.12 | 113.8397
DK_CA_Aab | . | S49 | . | T015 | 0.12 | 113.8397
DK_CA_Aab | . | S49 | . | T016 | 0.12 | 113.8397
DK_CA_Aab | . | S49 | . | T017 | 0.12 | 113.8397
DK_CA_Aab | . | S49 | . | T018 | 0.12 | 113.8397
DK_CA_Aab | . | S49 | . | T019 | 0.12 | 113.8397
DK_CA_Aab | . | S49 | . | T020 | 0.19 | 180.2461
DK_CA_Aab | . | S49 | . | T021 | 0.12 | 113.8397
DK_CA_Aab | . | S49 | . | T022 | 0.12 | 113.8397
DK_CA_Aab | . | S49 | . | T023 | 0.06 | 56.9198
DK_CA_Aab | . | S49 | . | T024 | 0.06 | 56.9198
DK_CA_Aab | . | S49 | . | T025 | 0.03 | 28.4599
DK_CA_Aab | . | S49 | . | T026 | 0.03 | 28.4599
DK_CA_Aab | . | S49 | . | T027 | 0 | 0
DK_CA_Aab | . | S49 | . | T028 | 0.03 | 28.4599
DK_CA_Aab | . | S49 | . | T029 | 0.03 | 28.4599
DK_CA_Aab | . | S49 | . | T030 | 0.06 | 56.9198
DK_CA_Aab | . | S49 | . | T031 | 0.06 | 56.9198
DK_CA_Aab | . | S49 | . | T032 | 0.19 | 180.2461
DK_CA_Aab | . | S49 | . | T033 | 0.19 | 180.2461
DK_CA_Aab | . | S49 | . | T034 | 0.12 | 113.8397
DK_CA_Aab | . | S49 | . | T035 | 0.12 | 113.8397
DK_CA_Aab | . | S49 | . | T036 | 0.12 | 113.8397
DK_CA_Aab | . | S49 | . | T037 | 0.19 | 180.2461
DK_CA_Aab | . | S49 | . | T038 | 0.3 | 284.5991
DK_CA_Aab | . | S49 | . | T039 | 0.3 | 284.5991
DK_CA_Aab | . | S49 | . | T040 | 0.42 | 398.4388
DK_CA_Aab | . | S49 | . | T041 | 0.42 | 398.4388
DK_CA_Aab | . | S49 | . | T042 | 0.42 | 398.4388
DK_CA_Aab | . | S49 | . | T043 | 0.42 | 398.4388
DK_CA_Aab | . | S49 | . | T044 | 0.57 | 540.7384
DK_CA_Aab | . | S49 | . | T045 | 0.57 | 540.7384
DK_CA_Aab | . | S49 | . | T046 | 0.72 | 683.0379
DK_CA_Aab | . | S49 | . | T047 | 0.72 | 683.0379
DK_CA_Aab | . | S49 | . | T048 | 0.72 | 683.0379
DK_CA_Aab | . | S49 | . | T049 | 0.72 | 683.0379
DK_CA_Aab | . | S49 | . | T050 | 0.85 | 806.3642
DK_CA_Aab | . | S49 | . | T051 | 0.95 | 901.2306
DK_CA_Aab | . | S49 | . | T052 | 0.95 | 901.2306
DK_CA_Aab | . | S49 | . | T053 | 0.99 | 939.1772
DK_CA_Aab | . | S49 | . | T054 | 0.99 | 939.1772
DK_CA_Aab | . | S49 | . | T055 | 0.99 | 939.1772
DK_CA_Aab | . | S49 | . | T056 | 0.99 | 939.1772
DK_CA_Aab | . | S49 | . | T057 | 0.99 | 939.1772
DK_CA_Aab | . | S49 | . | T058 | 0.99 | 939.1772
DK_CA_Aab | . | S49 | . | T059 | 0.99 | 939.1772
DK_CA_Aab | . | S49 | . | T060 | 0.99 | 939.1772
DK_CA_Aab | . | S49 | . | T061 | 0.99 | 939.1772
DK_CA_Aab | . | S49 | . | T062 | 0.95 | 901.2306
DK_CA_Aab | . | S49 | . | T063 | 0.95 | 901.2306
DK_CA_Aab | . | S49 | . | T064 | 0.85 | 806.3642
DK_CA_Aab | . | S49 | . | T065 | 0.72 | 683.0379
DK_CA_Aab | . | S49 | . | T066 | 0.3 | 284.5991
DK_CA_Aab | . | S49 | . | T067 | 0.3 | 284.5991
DK_CA_Aab | . | S49 | . | T068 | 0.3 | 284.5991
DK_CA_Aab | . | S49 | . | T069 | 0.42 | 398.4388
DK_CA_Aab | . | S49 | . | T070 | 0.57 | 540.7384
DK_CA_Aab | . | S49 | . | T071 | 0.72 | 683.0379
DK_CA_Aab | . | S49 | . | T072 | 0.85 | 806.3642
DK_CA_Aab | . | S49 | . | T073 | 0.95 | 901.2306
DK_CA_Aab | . | S49 | . | T074 | 0.99 | 939.1772
DK_CA_Aab | . | S49 | . | T075 | 0.99 | 939.1772
DK_CA_Aab | . | S49 | . | T076 | 0.99 | 939.1772
DK_CA_Aab | . | S49 | . | T077 | 0.95 | 901.2306
DK_CA_Aab | . | S49 | . | T078 | 0.95 | 901.2306
DK_CA_Aab | . | S49 | . | T079 | 0.95 | 901.2306
DK_CA_Aab | . | S49 | . | T080 | 0.95 | 901.2306
DK_CA_Aab | . | S49 | . | T081 | 0.72 | 683.0379
DK_CA_Aab | . | S49 | . | T082 | 0.42 | 398.4388
DK_CA_Aab | . | S49 | . | T083 | 0.3 | 284.5991
DK_CA_Aab | . | S49 | . | T084 | 0.12 | 113.8397
DK_CA_Aab | . | S49 | . | T085 | 0.03 | 28.4599
DK_CA_Aab | . | S49 | . | T086 | 0 | 0
DK_CA_Aab | . | S49 | . | T087 | 0 | 0
DK_CA_Aab | . | S49 | . | T088 | 0 | 0
DK_CA_Aab | . | S49 | . | T089 | 0.06 | 56.9198
DK_CA_Aab | . | S49 | . | T090 | 0.12 | 113.8397
DK_CA_Aab | . | S49 | . | T091 | 0.12 | 113.8397
DK_CA_Aab | . | S49 | . | T092 | 0.19 | 180.2461
DK_CA_Aab | . | S49 | . | T093 | 0.12 | 113.8397
DK_CA_Aab | . | S49 | . | T094 | 0.19 | 180.2461
DK_CA_Aab | . | S49 | . | T095 | 0.3 | 284.5991
DK_CA_Aab | . | S49 | . | T096 | 0.42 | 398.4388
DK_CA_Aab | . | S49 | . | T097 | 0.72 | 683.0379
DK_CA_Aab | . | S49 | . | T098 | 0.85 | 806.3642
DK_CA_Aab | . | S49 | . | T099 | 0.85 | 806.3642
DK_CA_Aab | . | S49 | . | T100 | 0.72 | 683.0379
DK_CA_Aab | . | S49 | . | T101 | 0.72 | 683.0379
DK_CA_Aab | . | S49 | . | T102 | 0.72 | 683.0379
DK_CA_Aab | . | S49 | . | T103 | 0.72 | 683.0379
DK_CA_Aab | . | S49 | . | T104 | 0.72 | 683.0379
DK_CA_Aab | . | S49 | . | T105 | 0.57 | 540.7384
DK_CA_Aab | . | S49 | . | T106 | 0.57 | 540.7384
DK_CA_Aab | . | S49 | . | T107 | 0.72 | 683.0379
DK_CA_Aab | . | S49 | . | T108 | 0.72 | 683.0379
DK_CA_Aab | . | S49 | . | T109 | 0.72 | 683.0379
DK_CA_Aab | . | S49 | . | T110 | 0.72 | 683.0379
DK_CA_Aab | . | S49 | . | T111 | 0.72 | 683.0379
DK_CA_Aab | . | S49 | . | T112 | 0.72 | 683.0379
DK_CA_Aab | . | S49 | . | T113 | 0.57 | 540.7384
DK_CA_Aab | . | S49 | . | T114 | 0.57 | 540.7384
DK_CA_Aab | . | S49 | . | T115 | 0.42 | 398.4388
DK_CA_Aab | . | S49 | . | T116 | 0.42 | 398.4388
DK_CA_Aab | . | S49 | . | T117 | 0.3 | 284.5991
DK_CA_Aab | . | S49 | . | T118 | 0.3 | 284.5991
DK_CA_Aab | . | S49 | . | T119 | 0.19 | 180.2461
DK_CA_Aab | . | S49 | . | T120 | 0.12 | 113.8397
DK_CA_Aab | . | S49 | . | T121 | 0.06 | 56.9198
DK_CA_Aab | . | S49 | . | T122 | 0.06 | 56.9198
DK_CA_Aab | . | S49 | . | T123 | 0.03 | 28.4599
DK_CA_Aab | . | S49 | . | T124 | 0 | 0
DK_CA_Aab | . | S49 | . | T125 | 0 | 0
DK_CA_Aab | . | S49 | . | T126 | 0 | 0
DK_CA_Aab | . | S49 | . | T127 | 0 | 0
DK_CA_Aab | . | S49 | . | T128 | 0 | 0
DK_CA_Aab | . | S49 | . | T129 | 0 | 0
DK_CA_Aab | . | S49 | . | T130 | 0 | 0
DK_CA_Aab | . | S49 | . | T131 | 0 | 0
DK_CA_Aab | . | S49 | . | T132 | 0 | 0
DK_CA_Aab | . | S49 | . | T133 | 0 | 0
DK_CA_Aab | . | S49 | . | T134 | 0 | 0
DK_CA_Aab | . | S49 | . | T135 | 0.03 | 28.4599
DK_CA_Aab | . | S49 | . | T136 | 0.03 | 28.4599
DK_CA_Aab | . | S49 | . | T137 | 0.03 | 28.4599
DK_CA_Aab | . | S49 | . | T138 | 0.03 | 28.4599
DK_CA_Aab | . | S49 | . | T139 | 0.03 | 28.4599
DK_CA_Aab | . | S49 | . | T140 | 0.03 | 28.4599
DK_CA_Aab | . | S49 | . | T141 | 0.06 | 56.9198
DK_CA_Aab | . | S49 | . | T142 | 0.06 | 56.9198
DK_CA_Aab | . | S49 | . | T143 | 0.06 | 56.9198
DK_CA_Aab | . | S49 | . | T144 | 0.06 | 56.9198
DK_CA_Aab | . | S49 | . | T145 | 0.06 | 56.9198
DK_CA_Aab | . | S49 | . | T146 | 0.12 | 113.8397
DK_CA_Aab | . | S49 | . | T147 | 0.19 | 180.2461
DK_CA_Aab | . | S49 | . | T148 | 0.19 | 180.2461
DK_CA_Aab | . | S49 | . | T149 | 0.19 | 180.2461
DK_CA_Aab | . | S49 | . | T150 | 0.12 | 113.8397
DK_CA_Aab | . | S49 | . | T151 | 0.12 | 113.8397
DK_CA_Aab | . | S49 | . | T152 | 0.12 | 113.8397
DK_CA_Aab | . | S49 | . | T153 | 0.12 | 113.8397
DK_CA_Aab | . | S49 | . | T154 | 0.19 | 180.2461
DK_CA_Aab | . | S49 | . | T155 | 0.19 | 180.2461
DK_CA_Aab | . | S49 | . | T156 | 0.19 | 180.2461
DK_CA_Aab | . | S49 | . | T157 | 0.19 | 180.2461
DK_CA_Aab | . | S49 | . | T158 | 0.19 | 180.2461
DK_CA_Aab | . | S49 | . | T159 | 0.3 | 284.5991
DK_CA_Aab | . | S49 | . | T160 | 0.3 | 284.5991
DK_CA_Aab | . | S49 | . | T161 | 0.3 | 284.5991
DK_CA_Aab | . | S49 | . | T162 | 0.3 | 284.5991
DK_CA_Aab | . | S49 | . | T163 | 0.3 | 284.5991
DK_CA_Aab | . | S49 | . | T164 | 0.3 | 284.5991
DK_CA_Aab | . | S49 | . | T165 | 0.3 | 284.5991
DK_CA_Aab | . | S49 | . | T166 | 0.3 | 284.5991
DK_CA_Aab | . | S49 | . | T167 | 0.3 | 284.5991
DK_CA_Aab | . | S49 | . | T168 | 0.19 | 180.2461
DK_CA_Aab | . | S50 | . | T001 | 0.19 | 180.2461
DK_CA_Aab | . | S50 | . | T002 | 0.19 | 180.2461
DK_CA_Aab | . | S50 | . | T003 | 0.19 | 180.2461
DK_CA_Aab | . | S50 | . | T004 | 0.19 | 180.2461
DK_CA_Aab | . | S50 | . | T005 | 0.12 | 113.8397
DK_CA_Aab | . | S50 | . | T006 | 0.12 | 113.8397
DK_CA_Aab | . | S50 | . | T007 | 0.12 | 113.8397
DK_CA_Aab | . | S50 | . | T008 | 0.12 | 113.8397
DK_CA_Aab | . | S50 | . | T009 | 0.12 | 113.8397
DK_CA_Aab | . | S50 | . | T010 | 0.12 | 113.8397
DK_CA_Aab | . | S50 | . | T011 | 0.12 | 113.8397
DK_CA_Aab | . | S50 | . | T012 | 0.12 | 113.8397
DK_CA_Aab | . | S50 | . | T013 | 0.12 | 113.8397
DK_CA_Aab | . | S50 | . | T014 | 0.12 | 113.8397
DK_CA_Aab | . | S50 | . | T015 | 0.12 | 113.8397
DK_CA_Aab | . | S50 | . | T016 | 0.12 | 113.8397
DK_CA_Aab | . | S50 | . | T017 | 0.12 | 113.8397
DK_CA_Aab | . | S50 | . | T018 | 0.12 | 113.8397
DK_CA_Aab | . | S50 | . | T019 | 0.06 | 56.9198
DK_CA_Aab | . | S50 | . | T020 | 0.06 | 56.9198
DK_CA_Aab | . | S50 | . | T021 | 0.06 | 56.9198
DK_CA_Aab | . | S50 | . | T022 | 0.06 | 56.9198
DK_CA_Aab | . | S50 | . | T023 | 0.12 | 113.8397
DK_CA_Aab | . | S50 | . | T024 | 0.12 | 113.8397
DK_CA_Aab | . | S50 | . | T025 | 0.12 | 113.8397
DK_CA_Aab | . | S50 | . | T026 | 0.19 | 180.2461
DK_CA_Aab | . | S50 | . | T027 | 0.19 | 180.2461
DK_CA_Aab | . | S50 | . | T028 | 0.19 | 180.2461
DK_CA_Aab | . | S50 | . | T029 | 0.3 | 284.5991
DK_CA_Aab | . | S50 | . | T030 | 0.3 | 284.5991
DK_CA_Aab | . | S50 | . | T031 | 0.3 | 284.5991
DK_CA_Aab | . | S50 | . | T032 | 0.3 | 284.5991
DK_CA_Aab | . | S50 | . | T033 | 0.3 | 284.5991
DK_CA_Aab | . | S50 | . | T034 | 0.42 | 398.4388
DK_CA_Aab | . | S50 | . | T035 | 0.42 | 398.4388
DK_CA_Aab | . | S50 | . | T036 | 0.42 | 398.4388
DK_CA_Aab | . | S50 | . | T037 | 0.42 | 398.4388
DK_CA_Aab | . | S50 | . | T038 | 0.42 | 398.4388
DK_CA_Aab | . | S50 | . | T039 | 0.42 | 398.4388
DK_CA_Aab | . | S50 | . | T040 | 0.57 | 540.7384
DK_CA_Aab | . | S50 | . | T041 | 0.57 | 540.7384
DK_CA_Aab | . | S50 | . | T042 | 0.57 | 540.7384
DK_CA_Aab | . | S50 | . | T043 | 0.57 | 540.7384
DK_CA_Aab | . | S50 | . | T044 | 0.57 | 540.7384
DK_CA_Aab | . | S50 | . | T045 | 0.42 | 398.4388
DK_CA_Aab | . | S50 | . | T046 | 0.3 | 284.5991
DK_CA_Aab | . | S50 | . | T047 | 0.42 | 398.4388
DK_CA_Aab | . | S50 | . | T048 | 0.57 | 540.7384
DK_CA_Aab | . | S50 | . | T049 | 0.57 | 540.7384
DK_CA_Aab | . | S50 | . | T050 | 0.72 | 683.0379
DK_CA_Aab | . | S50 | . | T051 | 0.57 | 540.7384
DK_CA_Aab | . | S50 | . | T052 | 0.57 | 540.7384
DK_CA_Aab | . | S50 | . | T053 | 0.42 | 398.4388
DK_CA_Aab | . | S50 | . | T054 | 0.42 | 398.4388
DK_CA_Aab | . | S50 | . | T055 | 0.3 | 284.5991
DK_CA_Aab | . | S50 | . | T056 | 0.57 | 540.7384
DK_CA_Aab | . | S50 | . | T057 | 0.57 | 540.7384
DK_CA_Aab | . | S50 | . | T058 | 0.42 | 398.4388
DK_CA_Aab | . | S50 | . | T059 | 0.3 | 284.5991
DK_CA_Aab | . | S50 | . | T060 | 0.19 | 180.2461
DK_CA_Aab | . | S50 | . | T061 | 0.19 | 180.2461
DK_CA_Aab | . | S50 | . | T062 | 0.19 | 180.2461
DK_CA_Aab | . | S50 | . | T063 | 0.12 | 113.8397
DK_CA_Aab | . | S50 | . | T064 | 0.12 | 113.8397
DK_CA_Aab | . | S50 | . | T065 | 0.12 | 113.8397
DK_CA_Aab | . | S50 | . | T066 | 0.12 | 113.8397
DK_CA_Aab | . | S50 | . | T067 | 0.12 | 113.8397
DK_CA_Aab | . | S50 | . | T068 | 0.12 | 113.8397
DK_CA_Aab | . | S50 | . | T069 | 0.12 | 113.8397
DK_CA_Aab | . | S50 | . | T070 | 0.12 | 113.8397
DK_CA_Aab | . | S50 | . | T071 | 0.12 | 113.8397
DK_CA_Aab | . | S50 | . | T072 | 0.12 | 113.8397
DK_CA_Aab | . | S50 | . | T073 | 0.19 | 180.2461
DK_CA_Aab | . | S50 | . | T074 | 0.19 | 180.2461
DK_CA_Aab | . | S50 | . | T075 | 0.19 | 180.2461
DK_CA_Aab | . | S50 | . | T076 | 0.19 | 180.2461
DK_CA_Aab | . | S50 | . | T077 | 0.19 | 180.2461
DK_CA_Aab | . | S50 | . | T078 | 0.3 | 284.5991
DK_CA_Aab | . | S50 | . | T079 | 0.3 | 284.5991
DK_CA_Aab | . | S50 | . | T080 | 0.3 | 284.5991
DK_CA_Aab | . | S50 | . | T081 | 0.3 | 284.5991
DK_CA_Aab | . | S50 | . | T082 | 0.3 | 284.5991
DK_CA_Aab | . | S50 | . | T083 | 0.3 | 284.5991
DK_CA_Aab | . | S50 | . | T084 | 0.3 | 284.5991
DK_CA_Aab | . | S50 | . | T085 | 0.3 | 284.5991
DK_CA_Aab | . | S50 | . | T086 | 0.3 | 284.5991
DK_CA_Aab | . | S50 | . | T087 | 0.19 | 180.2461
DK_CA_Aab | . | S50 | . | T088 | 0.19 | 180.2461
DK_CA_Aab | . | S50 | . | T089 | 0.12 | 113.8397
DK_CA_Aab | . | S50 | . | T090 | 0.12 | 113.8397
DK_CA_Aab | . | S50 | . | T091 | 0.12 | 113.8397
DK_CA_Aab | . | S50 | . | T092 | 0.12 | 113.8397
DK_CA_Aab | . | S50 | . | T093 | 0.12 | 113.8397
DK_CA_Aab | . | S50 | . | T094 | 0.12 | 113.8397
DK_CA_Aab | . | S50 | . | T095 | 0.12 | 113.8397
DK_CA_Aab | . | S50 | . | T096 | 0.12 | 113.8397
DK_CA_Aab | . | S50 | . | T097 | 0.06 | 56.9198
DK_CA_Aab | . | S50 | . | T098 | 0.06 | 56.9198
DK_CA_Aab | . | S50 | . | T099 | 0.06 | 56.9198
DK_CA_Aab | . | S50 | . | T100 | 0.06 | 56.9198
DK_CA_Aab | . | S50 | . | T101 | 0.06 | 56.9198
DK_CA_Aab | . | S50 | . | T102 | 0.06 | 56.9198
DK_CA_Aab | . | S50 | . | T103 | 0.06 | 56.9198
DK_CA_Aab | . | S50 | . | T104 | 0.19 | 180.2461
DK_CA_Aab | . | S50 | . | T105 | 0.19 | 180.2461
DK_CA_Aab | . | S50 | . | T106 | 0.12 | 113.8397
DK_CA_Aab | . | S50 | . | T107 | 0.12 | 113.8397
DK_CA_Aab | . | S50 | . | T108 | 0.12 | 113.8397
DK_CA_Aab | . | S50 | . | T109 | 0.12 | 113.8397
DK_CA_Aab | . | S50 | . | T110 | 0.12 | 113.8397
DK_CA_Aab | . | S50 | . | T111 | 0.12 | 113.8397
DK_CA_Aab | . | S50 | . | T112 | 0.12 | 113.8397
DK_CA_Aab | . | S50 | . | T113 | 0.12 | 113.8397
DK_CA_Aab | . | S50 | . | T114 | 0.12 | 113.8397
DK_CA_Aab | . | S50 | . | T115 | 0.12 | 113.8397
DK_CA_Aab | . | S50 | . | T116 | 0.12 | 113.8397
DK_CA_Aab | . | S50 | . | T117 | 0.12 | 113.8397
DK_CA_Aab | . | S50 | . | T118 | 0.19 | 180.2461
DK_CA_Aab | . | S50 | . | T119 | 0.19 | 180.2461
DK_CA_Aab | . | S50 | . | T120 | 0.12 | 113.8397
DK_CA_Aab | . | S50 | . | T121 | 0.06 | 56.9198
DK_CA_Aab | . | S50 | . | T122 | 0.03 | 28.4599
DK_CA_Aab | . | S50 | . | T123 | 0.03 | 28.4599
DK_CA_Aab | . | S50 | . | T124 | 0 | 0
DK_CA_Aab | . | S50 | . | T125 | 0 | 0
DK_CA_Aab | . | S50 | . | T126 | 0 | 0
DK_CA_Aab | . | S50 | . | T127 | 0 | 0
DK_CA_Aab | . | S50 | . | T128 | 0 | 0
DK_CA_Aab | . | S50 | . | T129 | 0 | 0
DK_CA_Aab | . | S50 | . | T130 | 0 | 0
DK_CA_Aab | . | S50 | . | T131 | 0 | 0
DK_CA_Aab | . | S50 | . | T132 | 0.03 | 28.4599
DK_CA_Aab | . | S50 | . | T133 | 0.03 | 28.4599
DK_CA_Aab | . | S50 | . | T134 | 0.06 | 56.9198
DK_CA_Aab | . | S50 | . | T135 | 0.06 | 56.9198
DK_CA_Aab | . | S50 | . | T136 | 0.12 | 113.8397
DK_CA_Aab | . | S50 | . | T137 | 0.19 | 180.2461
DK_CA_Aab | . | S50 | . | T138 | 0.3 | 284.5991
DK_CA_Aab | . | S50 | . | T139 | 0.42 | 398.4388
DK_CA_Aab | . | S50 | . | T140 | 0.42 | 398.4388
DK_CA_Aab | . | S50 | . | T141 | 0.3 | 284.5991
DK_CA_Aab | . | S50 | . | T142 | 0.3 | 284.5991
DK_CA_Aab | . | S50 | . | T143 | 0.3 | 284.5991
DK_CA_Aab | . | S50 | . | T144 | 0.3 | 284.5991
DK_CA_Aab | . | S50 | . | T145 | 0.3 | 284.5991
DK_CA_Aab | . | S50 | . | T146 | 0.3 | 284.5991
DK_CA_Aab | . | S50 | . | T147 | 0.3 | 284.5991
DK_CA_Aab | . | S50 | . | T148 | 0.3 | 284.5991
DK_CA_Aab | . | S50 | . | T149 | 0.19 | 180.2461
DK_CA_Aab | . | S50 | . | T150 | 0.19 | 180.2461
DK_CA_Aab | . | S50 | . | T151 | 0.12 | 113.8397
DK_CA_Aab | . | S50 | . | T152 | 0.3 | 284.5991
DK_CA_Aab | . | S50 | . | T153 | 0.19 | 180.2461
DK_CA_Aab | . | S50 | . | T154 | 0.19 | 180.2461
DK_CA_Aab | . | S50 | . | T155 | 0.19 | 180.2461
DK_CA_Aab | . | S50 | . | T156 | 0.12 | 113.8397
DK_CA_Aab | . | S50 | . | T157 | 0.12 | 113.8397
DK_CA_Aab | . | S50 | . | T158 | 0.19 | 180.2461
DK_CA_Aab | . | S50 | . | T159 | 0.19 | 180.2461
DK_CA_Aab | . | S50 | . | T160 | 0.19 | 180.2461
DK_CA_Aab | . | S50 | . | T161 | 0.19 | 180.2461
DK_CA_Aab | . | S50 | . | T162 | 0.19 | 180.2461
DK_CA_Aab | . | S50 | . | T163 | 0.19 | 180.2461
DK_CA_Aab | . | S50 | . | T164 | 0.12 | 113.8397
DK_CA_Aab | . | S50 | . | T165 | 0.12 | 113.8397
DK_CA_Aab | . | S50 | . | T166 | 0.12 | 113.8397
DK_CA_Aab | . | S50 | . | T167 | 0.06 | 56.9198
DK_CA_Aab | . | S50 | . | T168 | 0.06 | 56.9198
DK_CA_Aab | . | S51 | . | T001 | 0.06 | 56.9198
DK_CA_Aab | . | S51 | . | T002 | 0.06 | 56.9198
DK_CA_Aab | . | S51 | . | T003 | 0.06 | 56.9198
DK_CA_Aab | . | S51 | . | T004 | 0.06 | 56.9198
DK_CA_Aab | . | S51 | . | T005 | 0.06 | 56.9198
DK_CA_Aab | . | S51 | . | T006 | 0.06 | 56.9198
DK_CA_Aab | . | S51 | . | T007 | 0.03 | 28.4599
DK_CA_Aab | . | S51 | . | T008 | 0.06 | 56.9198
DK_CA_Aab | . | S51 | . | T009 | 0.06 | 56.9198
DK_CA_Aab | . | S51 | . | T010 | 0.12 | 113.8397
DK_CA_Aab | . | S51 | . | T011 | 0.06 | 56.9198
DK_CA_Aab | . | S51 | . | T012 | 0.12 | 113.8397
DK_CA_Aab | . | S51 | . | T013 | 0.19 | 180.2461
DK_CA_Aab | . | S51 | . | T014 | 0.42 | 398.4388
DK_CA_Aab | . | S51 | . | T015 | 0.57 | 540.7384
DK_CA_Aab | . | S51 | . | T016 | 0.57 | 540.7384
DK_CA_Aab | . | S51 | . | T017 | 0.57 | 540.7384
DK_CA_Aab | . | S51 | . | T018 | 0.57 | 540.7384
DK_CA_Aab | . | S51 | . | T019 | 0.57 | 540.7384
DK_CA_Aab | . | S51 | . | T020 | 0.42 | 398.4388
DK_CA_Aab | . | S51 | . | T021 | 0.42 | 398.4388
DK_CA_Aab | . | S51 | . | T022 | 0.42 | 398.4388
DK_CA_Aab | . | S51 | . | T023 | 0.3 | 284.5991
DK_CA_Aab | . | S51 | . | T024 | 0.3 | 284.5991
DK_CA_Aab | . | S51 | . | T025 | 0.19 | 180.2461
DK_CA_Aab | . | S51 | . | T026 | 0.19 | 180.2461
DK_CA_Aab | . | S51 | . | T027 | 0.3 | 284.5991
DK_CA_Aab | . | S51 | . | T028 | 0.3 | 284.5991
DK_CA_Aab | . | S51 | . | T029 | 0.3 | 284.5991
DK_CA_Aab | . | S51 | . | T030 | 0.3 | 284.5991
DK_CA_Aab | . | S51 | . | T031 | 0.42 | 398.4388
DK_CA_Aab | . | S51 | . | T032 | 0.42 | 398.4388
DK_CA_Aab | . | S51 | . | T033 | 0.42 | 398.4388
DK_CA_Aab | . | S51 | . | T034 | 0.42 | 398.4388
DK_CA_Aab | . | S51 | . | T035 | 0.42 | 398.4388
DK_CA_Aab | . | S51 | . | T036 | 0.3 | 284.5991
DK_CA_Aab | . | S51 | . | T037 | 0.3 | 284.5991
DK_CA_Aab | . | S51 | . | T038 | 0.19 | 180.2461
DK_CA_Aab | . | S51 | . | T039 | 0.19 | 180.2461
DK_CA_Aab | . | S51 | . | T040 | 0.19 | 180.2461
DK_CA_Aab | . | S51 | . | T041 | 0.19 | 180.2461
DK_CA_Aab | . | S51 | . | T042 | 0.19 | 180.2461
DK_CA_Aab | . | S51 | . | T043 | 0.19 | 180.2461
DK_CA_Aab | . | S51 | . | T044 | 0.12 | 113.8397
DK_CA_Aab | . | S51 | . | T045 | 0.12 | 113.8397
DK_CA_Aab | . | S51 | . | T046 | 0.06 | 56.9198
DK_CA_Aab | . | S51 | . | T047 | 0.06 | 56.9198
DK_CA_Aab | . | S51 | . | T048 | 0.12 | 113.8397
DK_CA_Aab | . | S51 | . | T049 | 0.19 | 180.2461
DK_CA_Aab | . | S51 | . | T050 | 0.3 | 284.5991
DK_CA_Aab | . | S51 | . | T051 | 0.3 | 284.5991
DK_CA_Aab | . | S51 | . | T052 | 0.42 | 398.4388
DK_CA_Aab | . | S51 | . | T053 | 0.57 | 540.7384
DK_CA_Aab | . | S51 | . | T054 | 0.57 | 540.7384
DK_CA_Aab | . | S51 | . | T055 | 0.57 | 540.7384
DK_CA_Aab | . | S51 | . | T056 | 0.57 | 540.7384
DK_CA_Aab | . | S51 | . | T057 | 0.72 | 683.0379
DK_CA_Aab | . | S51 | . | T058 | 0.85 | 806.3642
DK_CA_Aab | . | S51 | . | T059 | 0.85 | 806.3642
DK_CA_Aab | . | S51 | . | T060 | 0.85 | 806.3642
DK_CA_Aab | . | S51 | . | T061 | 0.85 | 806.3642
DK_CA_Aab | . | S51 | . | T062 | 0.85 | 806.3642
DK_CA_Aab | . | S51 | . | T063 | 0.85 | 806.3642
DK_CA_Aab | . | S51 | . | T064 | 0.85 | 806.3642
DK_CA_Aab | . | S51 | . | T065 | 0.85 | 806.3642
DK_CA_Aab | . | S51 | . | T066 | 0.85 | 806.3642
DK_CA_Aab | . | S51 | . | T067 | 0.85 | 806.3642
DK_CA_Aab | . | S51 | . | T068 | 0.85 | 806.3642
DK_CA_Aab | . | S51 | . | T069 | 0.85 | 806.3642
DK_CA_Aab | . | S51 | . | T070 | 0.95 | 901.2306
DK_CA_Aab | . | S51 | . | T071 | 0.95 | 901.2306
DK_CA_Aab | . | S51 | . | T072 | 0.99 | 939.1772
DK_CA_Aab | . | S51 | . | T073 | 1 | 948.6638
DK_CA_Aab | . | S51 | . | T074 | 1 | 948.6638
DK_CA_Aab | . | S51 | . | T075 | 1 | 948.6638
DK_CA_Aab | . | S51 | . | T076 | 1 | 948.6638
DK_CA_Aab | . | S51 | . | T077 | 1 | 948.6638
DK_CA_Aab | . | S51 | . | T078 | 1 | 948.6638
DK_CA_Aab | . | S51 | . | T079 | 1 | 948.6638
DK_CA_Aab | . | S51 | . | T080 | 1 | 948.6638
DK_CA_Aab | . | S51 | . | T081 | 1 | 948.6638
DK_CA_Aab | . | S51 | . | T082 | 1 | 948.6638
DK_CA_Aab | . | S51 | . | T083 | 1 | 948.6638
DK_CA_Aab | . | S51 | . | T084 | 1 | 948.6638
DK_CA_Aab | . | S51 | . | T085 | 1 | 948.6638
DK_CA_Aab | . | S51 | . | T086 | 1 | 948.6638
DK_CA_Aab | . | S51 | . | T087 | 1 | 948.6638
DK_CA_Aab | . | S51 | . | T088 | 1 | 948.6638
DK_CA_Aab | . | S51 | . | T089 | 1 | 948.6638
DK_CA_Aab | . | S51 | . | T090 | 0.99 | 939.1772
DK_CA_Aab | . | S51 | . | T091 | 0.95 | 901.2306
DK_CA_Aab | . | S51 | . | T092 | 0.99 | 939.1772
DK_CA_Aab | . | S51 | . | T093 | 1 | 948.6638
DK_CA_Aab | . | S51 | . | T094 | 0.99 | 939.1772
DK_CA_Aab | . | S51 | . | T095 | 0.99 | 939.1772
DK_CA_Aab | . | S51 | . | T096 | 0.99 | 939.1772
DK_CA_Aab | . | S51 | . | T097 | 0.99 | 939.1772
DK_CA_Aab | . | S51 | . | T098 | 0.99 | 939.1772
DK_CA_Aab | . | S51 | . | T099 | 0.99 | 939.1772
DK_CA_Aab | . | S51 | . | T100 | 0.95 | 901.2306
DK_CA_Aab | . | S51 | . | T101 | 0.95 | 901.2306
DK_CA_Aab | . | S51 | . | T102 | 0.85 | 806.3642
DK_CA_Aab | . | S51 | . | T103 | 0.85 | 806.3642
DK_CA_Aab | . | S51 | . | T104 | 0.57 | 540.7384
DK_CA_Aab | . | S51 | . | T105 | 0.3 | 284.5991
DK_CA_Aab | . | S51 | . | T106 | 0.19 | 180.2461
DK_CA_Aab | . | S51 | . | T107 | 0.3 | 284.5991
DK_CA_Aab | . | S51 | . | T108 | 0.42 | 398.4388
DK_CA_Aab | . | S51 | . | T109 | 0.72 | 683.0379
DK_CA_Aab | . | S51 | . | T110 | 0.95 | 901.2306
DK_CA_Aab | . | S51 | . | T111 | 0.99 | 939.1772
DK_CA_Aab | . | S51 | . | T112 | 1 | 948.6638
DK_CA_Aab | . | S51 | . | T113 | 1 | 948.6638
DK_CA_Aab | . | S51 | . | T114 | 1 | 948.6638
DK_CA_Aab | . | S51 | . | T115 | 1 | 948.6638
DK_CA_Aab | . | S51 | . | T116 | 1 | 948.6638
DK_CA_Aab | . | S51 | . | T117 | 1 | 948.6638
DK_CA_Aab | . | S51 | . | T118 | 1 | 948.6638
DK_CA_Aab | . | S51 | . | T119 | 1 | 948.6638
DK_CA_Aab | . | S51 | . | T120 | 1 | 948.6638
DK_CA_Aab | . | S51 | . | T121 | 1 | 948.6638
DK_CA_Aab | . | S51 | . | T122 | 1 | 948.6638
DK_CA_Aab | . | S51 | . | T123 | 1 | 948.6638
DK_CA_Aab | . | S51 | . | T124 | 1 | 948.6638
DK_CA_Aab | . | S51 | . | T125 | 1 | 948.6638
DK_CA_Aab | . | S51 | . | T126 | 1 | 948.6638
DK_CA_Aab | . | S51 | . | T127 | 1 | 948.6638
DK_CA_Aab | . | S51 | . | T128 | 0.99 | 939.1772
DK_CA_Aab | . | S51 | . | T129 | 1 | 948.6638
DK_CA_Aab | . | S51 | . | T130 | 1 | 948.6638
DK_CA_Aab | . | S51 | . | T131 | 1 | 948.6638
DK_CA_Aab | . | S51 | . | T132 | 1 | 948.6638
DK_CA_Aab | . | S51 | . | T133 | 1 | 948.6638
DK_CA_Aab | . | S51 | . | T134 | 1 | 948.6638
DK_CA_Aab | . | S51 | . | T135 | 0.99 | 939.1772
DK_CA_Aab | . | S51 | . | T136 | 0.85 | 806.3642
DK_CA_Aab | . | S51 | . | T137 | 0.57 | 540.7384
DK_CA_Aab | . | S51 | . | T138 | 0.42 | 398.4388
DK_CA_Aab | . | S51 | . | T139 | 0.19 | 180.2461
DK_CA_Aab | . | S51 | . | T140 | 0.19 | 180.2461
DK_CA_Aab | . | S51 | . | T141 | 0.12 | 113.8397
DK_CA_Aab | . | S51 | . | T142 | 0.12 | 113.8397
DK_CA_Aab | . | S51 | . | T143 | 0.06 | 56.9198
DK_CA_Aab | . | S51 | . | T144 | 0.03 | 28.4599
DK_CA_Aab | . | S51 | . | T145 | 0.03 | 28.4599
DK_CA_Aab | . | S51 | . | T146 | 0.03 | 28.4599
DK_CA_Aab | . | S51 | . | T147 | 0.03 | 28.4599
DK_CA_Aab | . | S51 | . | T148 | 0.06 | 56.9198
DK_CA_Aab | . | S51 | . | T149 | 0.06 | 56.9198
DK_CA_Aab | . | S51 | . | T150 | 0.12 | 113.8397
DK_CA_Aab | . | S51 | . | T151 | 0.12 | 113.8397
DK_CA_Aab | . | S51 | . | T152 | 0.12 | 113.8397
DK_CA_Aab | . | S51 | . | T153 | 0.12 | 113.8397
DK_CA_Aab | . | S51 | . | T154 | 0.12 | 113.8397
DK_CA_Aab | . | S51 | . | T155 | 0.12 | 113.8397
DK_CA_Aab | . | S51 | . | T156 | 0.12 | 113.8397
DK_CA_Aab | . | S51 | . | T157 | 0.06 | 56.9198
DK_CA_Aab | . | S51 | . | T158 | 0.06 | 56.9198
DK_CA_Aab | . | S51 | . | T159 | 0.03 | 28.4599
DK_CA_Aab | . | S51 | . | T160 | 0 | 0
DK_CA_Aab | . | S51 | . | T161 | 0 | 0
DK_CA_Aab | . | S51 | . | T162 | 0.06 | 56.9198
DK_CA_Aab | . | S51 | . | T163 | 0.19 | 180.2461
DK_CA_Aab | . | S51 | . | T164 | 0.3 | 284.5991
DK_CA_Aab | . | S51 | . | T165 | 0.72 | 683.0379
DK_CA_Aab | . | S51 | . | T166 | 0.72 | 683.0379
DK_CA_Aab | . | S51 | . | T167 | 0.42 | 398.4388
DK_CA_Aab | . | S51 | . | T168 | 0.3 | 284.5991
DK_CA_Aab | . | S52 | . | T001 | 0.19 | 180.2461
DK_CA_Aab | . | S52 | . | T002 | 0.12 | 113.8397
DK_CA_Aab | . | S52 | . | T003 | 0.19 | 180.2461
DK_CA_Aab | . | S52 | . | T004 | 0.3 | 284.5991
DK_CA_Aab | . | S52 | . | T005 | 0.42 | 398.4388
DK_CA_Aab | . | S52 | . | T006 | 0.72 | 683.0379
DK_CA_Aab | . | S52 | . | T007 | 0.85 | 806.3642
DK_CA_Aab | . | S52 | . | T008 | 0.95 | 901.2306
DK_CA_Aab | . | S52 | . | T009 | 0.99 | 939.1772
DK_CA_Aab | . | S52 | . | T010 | 0.99 | 939.1772
DK_CA_Aab | . | S52 | . | T011 | 1 | 948.6638
DK_CA_Aab | . | S52 | . | T012 | 1 | 948.6638
DK_CA_Aab | . | S52 | . | T013 | 1 | 948.6638
DK_CA_Aab | . | S52 | . | T014 | 1 | 948.6638
DK_CA_Aab | . | S52 | . | T015 | 1 | 948.6638
DK_CA_Aab | . | S52 | . | T016 | 1 | 948.6638
DK_CA_Aab | . | S52 | . | T017 | 1 | 948.6638
DK_CA_Aab | . | S52 | . | T018 | 1 | 948.6638
DK_CA_Aab | . | S52 | . | T019 | 1 | 948.6638
DK_CA_Aab | . | S52 | . | T020 | 1 | 948.6638
DK_CA_Aab | . | S52 | . | T021 | 1 | 948.6638
DK_CA_Aab | . | S52 | . | T022 | 1 | 948.6638
DK_CA_Aab | . | S52 | . | T023 | 1 | 948.6638
DK_CA_Aab | . | S52 | . | T024 | 0.99 | 939.1772
DK_CA_Aab | . | S52 | . | T025 | 0.95 | 901.2306
DK_CA_Aab | . | S52 | . | T026 | 0.85 | 806.3642
DK_CA_Aab | . | S52 | . | T027 | 0.85 | 806.3642
DK_CA_Aab | . | S52 | . | T028 | 0.85 | 806.3642
DK_CA_Aab | . | S52 | . | T029 | 0.72 | 683.0379
DK_CA_Aab | . | S52 | . | T030 | 0.72 | 683.0379
DK_CA_Aab | . | S52 | . | T031 | 0.85 | 806.3642
DK_CA_Aab | . | S52 | . | T032 | 0.85 | 806.3642
DK_CA_Aab | . | S52 | . | T033 | 0.85 | 806.3642
DK_CA_Aab | . | S52 | . | T034 | 0.85 | 806.3642
DK_CA_Aab | . | S52 | . | T035 | 0.85 | 806.3642
DK_CA_Aab | . | S52 | . | T036 | 0.85 | 806.3642
DK_CA_Aab | . | S52 | . | T037 | 0.85 | 806.3642
DK_CA_Aab | . | S52 | . | T038 | 0.72 | 683.0379
DK_CA_Aab | . | S52 | . | T039 | 0.72 | 683.0379
DK_CA_Aab | . | S52 | . | T040 | 0.72 | 683.0379
DK_CA_Aab | . | S52 | . | T041 | 0.85 | 806.3642
DK_CA_Aab | . | S52 | . | T042 | 0.95 | 901.2306
DK_CA_Aab | . | S52 | . | T043 | 1 | 948.6638
DK_CA_Aab | . | S52 | . | T044 | 1 | 948.6638
DK_CA_Aab | . | S52 | . | T045 | 1 | 948.6638
DK_CA_Aab | . | S52 | . | T046 | 1 | 948.6638
DK_CA_Aab | . | S52 | . | T047 | 1 | 948.6638
DK_CA_Aab | . | S52 | . | T048 | 1 | 948.6638
DK_CA_Aab | . | S52 | . | T049 | 0.95 | 901.2306
DK_CA_Aab | . | S52 | . | T050 | 0.95 | 901.2306
DK_CA_Aab | . | S52 | . | T051 | 0.99 | 939.1772
DK_CA_Aab | . | S52 | . | T052 | 0.99 | 939.1772
DK_CA_Aab | . | S52 | . | T053 | 0.99 | 939.1772
DK_CA_Aab | . | S52 | . | T054 | 0.99 | 939.1772
DK_CA_Aab | . | S52 | . | T055 | 1 | 948.6638
DK_CA_Aab | . | S52 | . | T056 | 1 | 948.6638
DK_CA_Aab | . | S52 | . | T057 | 0.99 | 939.1772
DK_CA_Aab | . | S52 | . | T058 | 0.95 | 901.2306
DK_CA_Aab | . | S52 | . | T059 | 0.72 | 683.0379
DK_CA_Aab | . | S52 | . | T060 | 0.72 | 683.0379
DK_CA_Aab | . | S52 | . | T061 | 0.72 | 683.0379
DK_CA_Aab | . | S52 | . | T062 | 0.85 | 806.3642
DK_CA_Aab | . | S52 | . | T063 | 0.85 | 806.3642
DK_CA_Aab | . | S52 | . | T064 | 0.95 | 901.2306
DK_CA_Aab | . | S52 | . | T065 | 0.99 | 939.1772
DK_CA_Aab | . | S52 | . | T066 | 0.99 | 939.1772
DK_CA_Aab | . | S52 | . | T067 | 0.99 | 939.1772
DK_CA_Aab | . | S52 | . | T068 | 0.99 | 939.1772
DK_CA_Aab | . | S52 | . | T069 | 0.99 | 939.1772
DK_CA_Aab | . | S52 | . | T070 | 0.95 | 901.2306
DK_CA_Aab | . | S52 | . | T071 | 0.95 | 901.2306
DK_CA_Aab | . | S52 | . | T072 | 0.95 | 901.2306
DK_CA_Aab | . | S52 | . | T073 | 0.85 | 806.3642
DK_CA_Aab | . | S52 | . | T074 | 0.85 | 806.3642
DK_CA_Aab | . | S52 | . | T075 | 0.85 | 806.3642
DK_CA_Aab | . | S52 | . | T076 | 0.85 | 806.3642
DK_CA_Aab | . | S52 | . | T077 | 0.99 | 939.1772
DK_CA_Aab | . | S52 | . | T078 | 1 | 948.6638
DK_CA_Aab | . | S52 | . | T079 | 1 | 948.6638
DK_CA_Aab | . | S52 | . | T080 | 1 | 948.6638
DK_CA_Aab | . | S52 | . | T081 | 1 | 948.6638
DK_CA_Aab | . | S52 | . | T082 | 1 | 948.6638
DK_CA_Aab | . | S52 | . | T083 | 1 | 948.6638
DK_CA_Aab | . | S52 | . | T084 | 1 | 948.6638
DK_CA_Aab | . | S52 | . | T085 | 1 | 948.6638
DK_CA_Aab | . | S52 | . | T086 | 1 | 948.6638
DK_CA_Aab | . | S52 | . | T087 | 1 | 948.6638
DK_CA_Aab | . | S52 | . | T088 | 1 | 948.6638
DK_CA_Aab | . | S52 | . | T089 | 1 | 948.6638
DK_CA_Aab | . | S52 | . | T090 | 1 | 948.6638
DK_CA_Aab | . | S52 | . | T091 | 1 | 948.6638
DK_CA_Aab | . | S52 | . | T092 | 0.99 | 939.1772
DK_CA_Aab | . | S52 | . | T093 | 0.95 | 901.2306
DK_CA_Aab | . | S52 | . | T094 | 0.85 | 806.3642
DK_CA_Aab | . | S52 | . | T095 | 0.85 | 806.3642
DK_CA_Aab | . | S52 | . | T096 | 0.72 | 683.0379
DK_CA_Aab | . | S52 | . | T097 | 0.72 | 683.0379
DK_CA_Aab | . | S52 | . | T098 | 0.57 | 540.7384
DK_CA_Aab | . | S52 | . | T099 | 0.42 | 398.4388
DK_CA_Aab | . | S52 | . | T100 | 0.19 | 180.2461
DK_CA_Aab | . | S52 | . | T101 | 0.06 | 56.9198
DK_CA_Aab | . | S52 | . | T102 | 0.06 | 56.9198
DK_CA_Aab | . | S52 | . | T103 | 0.12 | 113.8397
DK_CA_Aab | . | S52 | . | T104 | 0.19 | 180.2461
DK_CA_Aab | . | S52 | . | T105 | 0.19 | 180.2461
DK_CA_Aab | . | S52 | . | T106 | 0.12 | 113.8397
DK_CA_Aab | . | S52 | . | T107 | 0.03 | 28.4599
DK_CA_Aab | . | S52 | . | T108 | 0 | 0
DK_CA_Aab | . | S52 | . | T109 | 0.03 | 28.4599
DK_CA_Aab | . | S52 | . | T110 | 0.19 | 180.2461
DK_CA_Aab | . | S52 | . | T111 | 0.3 | 284.5991
DK_CA_Aab | . | S52 | . | T112 | 0.3 | 284.5991
DK_CA_Aab | . | S52 | . | T113 | 0.3 | 284.5991
DK_CA_Aab | . | S52 | . | T114 | 0.57 | 540.7384
DK_CA_Aab | . | S52 | . | T115 | 0.42 | 398.4388
DK_CA_Aab | . | S52 | . | T116 | 0.42 | 398.4388
DK_CA_Aab | . | S52 | . | T117 | 0.3 | 284.5991
DK_CA_Aab | . | S52 | . | T118 | 0.19 | 180.2461
DK_CA_Aab | . | S52 | . | T119 | 0.12 | 113.8397
DK_CA_Aab | . | S52 | . | T120 | 0.03 | 28.4599
DK_CA_Aab | . | S52 | . | T121 | 0.03 | 28.4599
DK_CA_Aab | . | S52 | . | T122 | 0.06 | 56.9198
DK_CA_Aab | . | S52 | . | T123 | 0.19 | 180.2461
DK_CA_Aab | . | S52 | . | T124 | 0.42 | 398.4388
DK_CA_Aab | . | S52 | . | T125 | 0.85 | 806.3642
DK_CA_Aab | . | S52 | . | T126 | 0.99 | 939.1772
DK_CA_Aab | . | S52 | . | T127 | 1 | 948.6638
DK_CA_Aab | . | S52 | . | T128 | 1 | 948.6638
DK_CA_Aab | . | S52 | . | T129 | 1 | 948.6638
DK_CA_Aab | . | S52 | . | T130 | 0.72 | 683.0379
DK_CA_Aab | . | S52 | . | T131 | 0.57 | 540.7384
DK_CA_Aab | . | S52 | . | T132 | 0.57 | 540.7384
DK_CA_Aab | . | S52 | . | T133 | 0.57 | 540.7384
DK_CA_Aab | . | S52 | . | T134 | 0.57 | 540.7384
DK_CA_Aab | . | S52 | . | T135 | 0.57 | 540.7384
DK_CA_Aab | . | S52 | . | T136 | 0.3 | 284.5991
DK_CA_Aab | . | S52 | . | T137 | 0.19 | 180.2461
DK_CA_Aab | . | S52 | . | T138 | 0.42 | 398.4388
DK_CA_Aab | . | S52 | . | T139 | 0.99 | 939.1772
DK_CA_Aab | . | S52 | . | T140 | 1 | 948.6638
DK_CA_Aab | . | S52 | . | T141 | 1 | 948.6638
DK_CA_Aab | . | S52 | . | T142 | 0.99 | 939.1772
DK_CA_Aab | . | S52 | . | T143 | 0.72 | 683.0379
DK_CA_Aab | . | S52 | . | T144 | 0.42 | 398.4388
DK_CA_Aab | . | S52 | . | T145 | 0.42 | 398.4388
DK_CA_Aab | . | S52 | . | T146 | 0.85 | 806.3642
DK_CA_Aab | . | S52 | . | T147 | 0.99 | 939.1772
DK_CA_Aab | . | S52 | . | T148 | 1 | 948.6638
DK_CA_Aab | . | S52 | . | T149 | 0.95 | 901.2306
DK_CA_Aab | . | S52 | . | T150 | 0.85 | 806.3642
DK_CA_Aab | . | S52 | . | T151 | 0.72 | 683.0379
DK_CA_Aab | . | S52 | . | T152 | 0.19 | 180.2461
DK_CA_Aab | . | S52 | . | T153 | 0.12 | 113.8397
DK_CA_Aab | . | S52 | . | T154 | 0.12 | 113.8397
DK_CA_Aab | . | S52 | . | T155 | 0.12 | 113.8397
DK_CA_Aab | . | S52 | . | T156 | 0.06 | 56.9198
DK_CA_Aab | . | S52 | . | T157 | 0.06 | 56.9198
DK_CA_Aab | . | S52 | . | T158 | 0.06 | 56.9198
DK_CA_Aab | . | S52 | . | T159 | 0.03 | 28.4599
DK_CA_Aab | . | S52 | . | T160 | 0 | 0
DK_CA_Aab | . | S52 | . | T161 | 0 | 0
DK_CA_Aab | . | S52 | . | T162 | 0 | 0
DK_CA_Aab | . | S52 | . | T163 | 0 | 0
DK_CA_Aab | . | S52 | . | T164 | 0.03 | 28.4599
DK_CA_Aab | . | S52 | . | T165 | 0.06 | 56.9198
DK_CA_Aab | . | S52 | . | T166 | 0.12 | 113.8397
DK_CA_Aab | . | S52 | . | T167 | 0.19 | 180.2461
DK_CA_Aab | . | S52 | . | T168 | 0.3 | 284.5991

## DK_W_Offshore10
[6 empty] | Hourly Production, [MWh] | Total, annual production [MWh]
area |  | season |  | time | var_factor
DK_W_Offshore10 | . | S01 | . | T001 | 1 | 395.8635 | 1733707.9261
DK_W_Offshore10 | . | S01 | . | T002 | 1 | 395.8635 |  | DO NOT CARE ABOUT THESE GREY DATA
DK_W_Offshore10 | . | S01 | . | T003 | 1 | 395.8635 |  | 2012 | MW | IHOURS | 1.0027
DK_W_Offshore10 | . | S01 | . | T004 | 1 | 395.8635 |  | Wind installed | 409 | IWIND_SUMST | 4391.5918
DK_W_Offshore10 | . | S01 | . | T005 | 1 | 395.8635 |  | FLH | 4250.54
DK_W_Offshore10 | . | S01 | . | T006 | 1 | 395.8635
DK_W_Offshore10 | . | S01 | . | T007 | 1 | 395.8635
DK_W_Offshore10 | . | S01 | . | T008 | 1 | 395.8635
DK_W_Offshore10 | . | S01 | . | T009 | 1 | 395.8635
DK_W_Offshore10 | . | S01 | . | T010 | 1 | 395.8635
DK_W_Offshore10 | . | S01 | . | T011 | 1 | 395.8635
DK_W_Offshore10 | . | S01 | . | T012 | 1 | 395.8635
DK_W_Offshore10 | . | S01 | . | T013 | 1 | 395.8635
DK_W_Offshore10 | . | S01 | . | T014 | 1 | 395.8635
DK_W_Offshore10 | . | S01 | . | T015 | 1 | 395.8635
DK_W_Offshore10 | . | S01 | . | T016 | 1 | 395.8635
DK_W_Offshore10 | . | S01 | . | T017 | 1 | 395.8635
DK_W_Offshore10 | . | S01 | . | T018 | 1 | 395.8635
DK_W_Offshore10 | . | S01 | . | T019 | 0.99 | 391.9049
DK_W_Offshore10 | . | S01 | . | T020 | 0.99 | 391.9049
DK_W_Offshore10 | . | S01 | . | T021 | 0.99 | 391.9049
DK_W_Offshore10 | . | S01 | . | T022 | 0.95 | 376.0703
DK_W_Offshore10 | . | S01 | . | T023 | 0.95 | 376.0703
DK_W_Offshore10 | . | S01 | . | T024 | 0.95 | 376.0703
DK_W_Offshore10 | . | S01 | . | T025 | 0.85 | 336.484
DK_W_Offshore10 | . | S01 | . | T026 | 0.85 | 336.484
DK_W_Offshore10 | . | S01 | . | T027 | 0.72 | 285.0217
DK_W_Offshore10 | . | S01 | . | T028 | 0.72 | 285.0217
DK_W_Offshore10 | . | S01 | . | T029 | 0.72 | 285.0217
DK_W_Offshore10 | . | S01 | . | T030 | 0.72 | 285.0217
DK_W_Offshore10 | . | S01 | . | T031 | 0.72 | 285.0217
DK_W_Offshore10 | . | S01 | . | T032 | 1 | 395.8635
DK_W_Offshore10 | . | S01 | . | T033 | 1 | 395.8635
DK_W_Offshore10 | . | S01 | . | T034 | 1 | 395.8635
DK_W_Offshore10 | . | S01 | . | T035 | 1 | 395.8635
DK_W_Offshore10 | . | S01 | . | T036 | 1 | 395.8635
DK_W_Offshore10 | . | S01 | . | T037 | 1 | 395.8635
DK_W_Offshore10 | . | S01 | . | T038 | 1 | 395.8635
DK_W_Offshore10 | . | S01 | . | T039 | 1 | 395.8635
DK_W_Offshore10 | . | S01 | . | T040 | 1 | 395.8635
DK_W_Offshore10 | . | S01 | . | T041 | 1 | 395.8635
DK_W_Offshore10 | . | S01 | . | T042 | 1 | 395.8635
DK_W_Offshore10 | . | S01 | . | T043 | 0.99 | 391.9049
DK_W_Offshore10 | . | S01 | . | T044 | 0.99 | 391.9049
DK_W_Offshore10 | . | S01 | . | T045 | 0.99 | 391.9049
DK_W_Offshore10 | . | S01 | . | T046 | 0.95 | 376.0703
DK_W_Offshore10 | . | S01 | . | T047 | 0.95 | 376.0703
DK_W_Offshore10 | . | S01 | . | T048 | 0.95 | 376.0703
DK_W_Offshore10 | . | S01 | . | T049 | 0.85 | 336.484
DK_W_Offshore10 | . | S01 | . | T050 | 0.85 | 336.484
DK_W_Offshore10 | . | S01 | . | T051 | 0.85 | 336.484
DK_W_Offshore10 | . | S01 | . | T052 | 0.72 | 285.0217
DK_W_Offshore10 | . | S01 | . | T053 | 0.72 | 285.0217
DK_W_Offshore10 | . | S01 | . | T054 | 0.72 | 285.0217
DK_W_Offshore10 | . | S01 | . | T055 | 0.72 | 285.0217
DK_W_Offshore10 | . | S01 | . | T056 | 0.72 | 285.0217
DK_W_Offshore10 | . | S01 | . | T057 | 0.72 | 285.0217
DK_W_Offshore10 | . | S01 | . | T058 | 0.72 | 285.0217
DK_W_Offshore10 | . | S01 | . | T059 | 0.72 | 285.0217
DK_W_Offshore10 | . | S01 | . | T060 | 0.85 | 336.484
DK_W_Offshore10 | . | S01 | . | T061 | 0.85 | 336.484
DK_W_Offshore10 | . | S01 | . | T062 | 0.85 | 336.484
DK_W_Offshore10 | . | S01 | . | T063 | 0.85 | 336.484
DK_W_Offshore10 | . | S01 | . | T064 | 0.95 | 376.0703
DK_W_Offshore10 | . | S01 | . | T065 | 0.95 | 376.0703
DK_W_Offshore10 | . | S01 | . | T066 | 0.99 | 391.9049
DK_W_Offshore10 | . | S01 | . | T067 | 0.99 | 391.9049
DK_W_Offshore10 | . | S01 | . | T068 | 1 | 395.8635
DK_W_Offshore10 | . | S01 | . | T069 | 1 | 395.8635
DK_W_Offshore10 | . | S01 | . | T070 | 0.99 | 391.9049
DK_W_Offshore10 | . | S01 | . | T071 | 0.99 | 391.9049
DK_W_Offshore10 | . | S01 | . | T072 | 0.99 | 391.9049
DK_W_Offshore10 | . | S01 | . | T073 | 0.99 | 391.9049
DK_W_Offshore10 | . | S01 | . | T074 | 0.99 | 391.9049
DK_W_Offshore10 | . | S01 | . | T075 | 0.99 | 391.9049
DK_W_Offshore10 | . | S01 | . | T076 | 0.99 | 391.9049
DK_W_Offshore10 | . | S01 | . | T077 | 0.99 | 391.9049
DK_W_Offshore10 | . | S01 | . | T078 | 0.99 | 391.9049
DK_W_Offshore10 | . | S01 | . | T079 | 0.95 | 376.0703
DK_W_Offshore10 | . | S01 | . | T080 | 0.95 | 376.0703
DK_W_Offshore10 | . | S01 | . | T081 | 0.95 | 376.0703
DK_W_Offshore10 | . | S01 | . | T082 | 0.95 | 376.0703
DK_W_Offshore10 | . | S01 | . | T083 | 0.95 | 376.0703
DK_W_Offshore10 | . | S01 | . | T084 | 0.95 | 376.0703
DK_W_Offshore10 | . | S01 | . | T085 | 0.85 | 336.484
DK_W_Offshore10 | . | S01 | . | T086 | 0.85 | 336.484
DK_W_Offshore10 | . | S01 | . | T087 | 0.72 | 285.0217
DK_W_Offshore10 | . | S01 | . | T088 | 0.57 | 225.6422
DK_W_Offshore10 | . | S01 | . | T089 | 0.72 | 285.0217
DK_W_Offshore10 | . | S01 | . | T090 | 0.72 | 285.0217
DK_W_Offshore10 | . | S01 | . | T091 | 0.85 | 336.484
DK_W_Offshore10 | . | S01 | . | T092 | 0.85 | 336.484
DK_W_Offshore10 | . | S01 | . | T093 | 0.72 | 285.0217
DK_W_Offshore10 | . | S01 | . | T094 | 0.72 | 285.0217
DK_W_Offshore10 | . | S01 | . | T095 | 0.72 | 285.0217
DK_W_Offshore10 | . | S01 | . | T096 | 0.85 | 336.484
DK_W_Offshore10 | . | S01 | . | T097 | 0.95 | 376.0703
DK_W_Offshore10 | . | S01 | . | T098 | 0.95 | 376.0703
DK_W_Offshore10 | . | S01 | . | T099 | 0.95 | 376.0703
DK_W_Offshore10 | . | S01 | . | T100 | 0.95 | 376.0703
DK_W_Offshore10 | . | S01 | . | T101 | 0.99 | 391.9049
DK_W_Offshore10 | . | S01 | . | T102 | 1 | 395.8635
DK_W_Offshore10 | . | S01 | . | T103 | 1 | 395.8635
DK_W_Offshore10 | . | S01 | . | T104 | 1 | 395.8635
DK_W_Offshore10 | . | S01 | . | T105 | 1 | 395.8635
DK_W_Offshore10 | . | S01 | . | T106 | 1 | 395.8635
DK_W_Offshore10 | . | S01 | . | T107 | 1 | 395.8635
DK_W_Offshore10 | . | S01 | . | T108 | 0.99 | 391.9049
DK_W_Offshore10 | . | S01 | . | T109 | 0.99 | 391.9049
DK_W_Offshore10 | . | S01 | . | T110 | 0.95 | 376.0703
DK_W_Offshore10 | . | S01 | . | T111 | 0.95 | 376.0703
DK_W_Offshore10 | . | S01 | . | T112 | 0.95 | 376.0703
DK_W_Offshore10 | . | S01 | . | T113 | 0.95 | 376.0703
DK_W_Offshore10 | . | S01 | . | T114 | 0.95 | 376.0703
DK_W_Offshore10 | . | S01 | . | T115 | 0.95 | 376.0703
DK_W_Offshore10 | . | S01 | . | T116 | 0.95 | 376.0703
DK_W_Offshore10 | . | S01 | . | T117 | 0.99 | 391.9049
DK_W_Offshore10 | . | S01 | . | T118 | 0.99 | 391.9049
DK_W_Offshore10 | . | S01 | . | T119 | 0.99 | 391.9049
DK_W_Offshore10 | . | S01 | . | T120 | 0.99 | 391.9049
DK_W_Offshore10 | . | S01 | . | T121 | 0.99 | 391.9049
DK_W_Offshore10 | . | S01 | . | T122 | 0.99 | 391.9049
DK_W_Offshore10 | . | S01 | . | T123 | 0.99 | 391.9049
DK_W_Offshore10 | . | S01 | . | T124 | 0.99 | 391.9049
DK_W_Offshore10 | . | S01 | . | T125 | 0.99 | 391.9049
DK_W_Offshore10 | . | S01 | . | T126 | 0.99 | 391.9049
DK_W_Offshore10 | . | S01 | . | T127 | 0.95 | 376.0703
DK_W_Offshore10 | . | S01 | . | T128 | 0.95 | 376.0703
DK_W_Offshore10 | . | S01 | . | T129 | 0.85 | 336.484
DK_W_Offshore10 | . | S01 | . | T130 | 0.95 | 376.0703
DK_W_Offshore10 | . | S01 | . | T131 | 0.95 | 376.0703
DK_W_Offshore10 | . | S01 | . | T132 | 0.99 | 391.9049
DK_W_Offshore10 | . | S01 | . | T133 | 0.99 | 391.9049
DK_W_Offshore10 | . | S01 | . | T134 | 0.99 | 391.9049
DK_W_Offshore10 | . | S01 | . | T135 | 0.99 | 391.9049
DK_W_Offshore10 | . | S01 | . | T136 | 1 | 395.8635
DK_W_Offshore10 | . | S01 | . | T137 | 1 | 395.8635
DK_W_Offshore10 | . | S01 | . | T138 | 1 | 395.8635
DK_W_Offshore10 | . | S01 | . | T139 | 1 | 395.8635
DK_W_Offshore10 | . | S01 | . | T140 | 0.99 | 391.9049
DK_W_Offshore10 | . | S01 | . | T141 | 0.85 | 336.484
DK_W_Offshore10 | . | S01 | . | T142 | 0.42 | 166.2627
DK_W_Offshore10 | . | S01 | . | T143 | 0.3 | 118.759
DK_W_Offshore10 | . | S01 | . | T144 | 0.42 | 166.2627
DK_W_Offshore10 | . | S01 | . | T145 | 0.42 | 166.2627
DK_W_Offshore10 | . | S01 | . | T146 | 0.57 | 225.6422
DK_W_Offshore10 | . | S01 | . | T147 | 0.72 | 285.0217
DK_W_Offshore10 | . | S01 | . | T148 | 0.85 | 336.484
DK_W_Offshore10 | . | S01 | . | T149 | 0.85 | 336.484
DK_W_Offshore10 | . | S01 | . | T150 | 0.95 | 376.0703
DK_W_Offshore10 | . | S01 | . | T151 | 0.95 | 376.0703
DK_W_Offshore10 | . | S01 | . | T152 | 0.99 | 391.9049
DK_W_Offshore10 | . | S01 | . | T153 | 0.95 | 376.0703
DK_W_Offshore10 | . | S01 | . | T154 | 0.99 | 391.9049
DK_W_Offshore10 | . | S01 | . | T155 | 0.99 | 391.9049
DK_W_Offshore10 | . | S01 | . | T156 | 1 | 395.8635
DK_W_Offshore10 | . | S01 | . | T157 | 1 | 395.8635
DK_W_Offshore10 | . | S01 | . | T158 | 1 | 395.8635
DK_W_Offshore10 | . | S01 | . | T159 | 1 | 395.8635
DK_W_Offshore10 | . | S01 | . | T160 | 1 | 395.8635
DK_W_Offshore10 | . | S01 | . | T161 | 1 | 395.8635
DK_W_Offshore10 | . | S01 | . | T162 | 1 | 395.8635
DK_W_Offshore10 | . | S01 | . | T163 | 1 | 395.8635
DK_W_Offshore10 | . | S01 | . | T164 | 1 | 395.8635
DK_W_Offshore10 | . | S01 | . | T165 | 1 | 395.8635
DK_W_Offshore10 | . | S01 | . | T166 | 1 | 395.8635
DK_W_Offshore10 | . | S01 | . | T167 | 1 | 395.8635
DK_W_Offshore10 | . | S01 | . | T168 | 1 | 395.8635
DK_W_Offshore10 | . | S02 | . | T001 | 1 | 395.8635
DK_W_Offshore10 | . | S02 | . | T002 | 1 | 395.8635
DK_W_Offshore10 | . | S02 | . | T003 | 1 | 395.8635
DK_W_Offshore10 | . | S02 | . | T004 | 1 | 395.8635
DK_W_Offshore10 | . | S02 | . | T005 | 1 | 395.8635
DK_W_Offshore10 | . | S02 | . | T006 | 1 | 395.8635
DK_W_Offshore10 | . | S02 | . | T007 | 1 | 395.8635
DK_W_Offshore10 | . | S02 | . | T008 | 1 | 395.8635
DK_W_Offshore10 | . | S02 | . | T009 | 1 | 395.8635
DK_W_Offshore10 | . | S02 | . | T010 | 1 | 395.8635
DK_W_Offshore10 | . | S02 | . | T011 | 1 | 395.8635
DK_W_Offshore10 | . | S02 | . | T012 | 1 | 395.8635
DK_W_Offshore10 | . | S02 | . | T013 | 0.99 | 391.9049
DK_W_Offshore10 | . | S02 | . | T014 | 0.99 | 391.9049
DK_W_Offshore10 | . | S02 | . | T015 | 1 | 395.8635
DK_W_Offshore10 | . | S02 | . | T016 | 1 | 395.8635
DK_W_Offshore10 | . | S02 | . | T017 | 1 | 395.8635
DK_W_Offshore10 | . | S02 | . | T018 | 1 | 395.8635
DK_W_Offshore10 | . | S02 | . | T019 | 1 | 395.8635
DK_W_Offshore10 | . | S02 | . | T020 | 1 | 395.8635
DK_W_Offshore10 | . | S02 | . | T021 | 1 | 395.8635
DK_W_Offshore10 | . | S02 | . | T022 | 1 | 395.8635
DK_W_Offshore10 | . | S02 | . | T023 | 1 | 395.8635
DK_W_Offshore10 | . | S02 | . | T024 | 1 | 395.8635
DK_W_Offshore10 | . | S02 | . | T025 | 1 | 395.8635
DK_W_Offshore10 | . | S02 | . | T026 | 1 | 395.8635
DK_W_Offshore10 | . | S02 | . | T027 | 1 | 395.8635
DK_W_Offshore10 | . | S02 | . | T028 | 1 | 395.8635
DK_W_Offshore10 | . | S02 | . | T029 | 1 | 395.8635
DK_W_Offshore10 | . | S02 | . | T030 | 1 | 395.8635
DK_W_Offshore10 | . | S02 | . | T031 | 1 | 395.8635
DK_W_Offshore10 | . | S02 | . | T032 | 0.99 | 391.9049
DK_W_Offshore10 | . | S02 | . | T033 | 0.99 | 391.9049
DK_W_Offshore10 | . | S02 | . | T034 | 0.95 | 376.0703
DK_W_Offshore10 | . | S02 | . | T035 | 0.95 | 376.0703
DK_W_Offshore10 | . | S02 | . | T036 | 0.85 | 336.484
DK_W_Offshore10 | . | S02 | . | T037 | 0.72 | 285.0217
DK_W_Offshore10 | . | S02 | . | T038 | 0.72 | 285.0217
DK_W_Offshore10 | . | S02 | . | T039 | 0.57 | 225.6422
DK_W_Offshore10 | . | S02 | . | T040 | 0.57 | 225.6422
DK_W_Offshore10 | . | S02 | . | T041 | 0.57 | 225.6422
DK_W_Offshore10 | . | S02 | . | T042 | 0.57 | 225.6422
DK_W_Offshore10 | . | S02 | . | T043 | 0.72 | 285.0217
DK_W_Offshore10 | . | S02 | . | T044 | 0.57 | 225.6422
DK_W_Offshore10 | . | S02 | . | T045 | 0.57 | 225.6422
DK_W_Offshore10 | . | S02 | . | T046 | 0.57 | 225.6422
DK_W_Offshore10 | . | S02 | . | T047 | 0.57 | 225.6422
DK_W_Offshore10 | . | S02 | . | T048 | 0.57 | 225.6422
DK_W_Offshore10 | . | S02 | . | T049 | 0.57 | 225.6422
DK_W_Offshore10 | . | S02 | . | T050 | 0.57 | 225.6422
DK_W_Offshore10 | . | S02 | . | T051 | 0.57 | 225.6422
DK_W_Offshore10 | . | S02 | . | T052 | 0.57 | 225.6422
DK_W_Offshore10 | . | S02 | . | T053 | 0.57 | 225.6422
DK_W_Offshore10 | . | S02 | . | T054 | 0.57 | 225.6422
DK_W_Offshore10 | . | S02 | . | T055 | 0.57 | 225.6422
DK_W_Offshore10 | . | S02 | . | T056 | 0.57 | 225.6422
DK_W_Offshore10 | . | S02 | . | T057 | 0.57 | 225.6422
DK_W_Offshore10 | . | S02 | . | T058 | 0.42 | 166.2627
DK_W_Offshore10 | . | S02 | . | T059 | 0.42 | 166.2627
DK_W_Offshore10 | . | S02 | . | T060 | 0.57 | 225.6422
DK_W_Offshore10 | . | S02 | . | T061 | 0.57 | 225.6422
DK_W_Offshore10 | . | S02 | . | T062 | 0.57 | 225.6422
DK_W_Offshore10 | . | S02 | . | T063 | 0.57 | 225.6422
DK_W_Offshore10 | . | S02 | . | T064 | 0.57 | 225.6422
DK_W_Offshore10 | . | S02 | . | T065 | 0.57 | 225.6422
DK_W_Offshore10 | . | S02 | . | T066 | 0.57 | 225.6422
DK_W_Offshore10 | . | S02 | . | T067 | 0.57 | 225.6422
DK_W_Offshore10 | . | S02 | . | T068 | 0.42 | 166.2627
DK_W_Offshore10 | . | S02 | . | T069 | 0.42 | 166.2627
DK_W_Offshore10 | . | S02 | . | T070 | 0.3 | 118.759
DK_W_Offshore10 | . | S02 | . | T071 | 0.3 | 118.759
DK_W_Offshore10 | . | S02 | . | T072 | 0.19 | 75.2141
DK_W_Offshore10 | . | S02 | . | T073 | 0.12 | 47.5036
DK_W_Offshore10 | . | S02 | . | T074 | 0.06 | 23.7518
DK_W_Offshore10 | . | S02 | . | T075 | 0.03 | 11.8759
DK_W_Offshore10 | . | S02 | . | T076 | 0 | 0
DK_W_Offshore10 | . | S02 | . | T077 | 0 | 0
DK_W_Offshore10 | . | S02 | . | T078 | 0 | 0
DK_W_Offshore10 | . | S02 | . | T079 | 0 | 0
DK_W_Offshore10 | . | S02 | . | T080 | 0 | 0
DK_W_Offshore10 | . | S02 | . | T081 | 0.06 | 23.7518
DK_W_Offshore10 | . | S02 | . | T082 | 0.06 | 23.7518
DK_W_Offshore10 | . | S02 | . | T083 | 0.06 | 23.7518
DK_W_Offshore10 | . | S02 | . | T084 | 0.06 | 23.7518
DK_W_Offshore10 | . | S02 | . | T085 | 0.06 | 23.7518
DK_W_Offshore10 | . | S02 | . | T086 | 0.03 | 11.8759
DK_W_Offshore10 | . | S02 | . | T087 | 0.03 | 11.8759
DK_W_Offshore10 | . | S02 | . | T088 | 0.06 | 23.7518
DK_W_Offshore10 | . | S02 | . | T089 | 0.06 | 23.7518
DK_W_Offshore10 | . | S02 | . | T090 | 0.03 | 11.8759
DK_W_Offshore10 | . | S02 | . | T091 | 0.03 | 11.8759
DK_W_Offshore10 | . | S02 | . | T092 | 0.03 | 11.8759
DK_W_Offshore10 | . | S02 | . | T093 | 0 | 0
DK_W_Offshore10 | . | S02 | . | T094 | 0 | 0
DK_W_Offshore10 | . | S02 | . | T095 | 0 | 0
DK_W_Offshore10 | . | S02 | . | T096 | 0 | 0
DK_W_Offshore10 | . | S02 | . | T097 | 0 | 0
DK_W_Offshore10 | . | S02 | . | T098 | 0 | 0
DK_W_Offshore10 | . | S02 | . | T099 | 0 | 0
DK_W_Offshore10 | . | S02 | . | T100 | 0.03 | 11.8759
DK_W_Offshore10 | . | S02 | . | T101 | 0.12 | 47.5036
DK_W_Offshore10 | . | S02 | . | T102 | 0.19 | 75.2141
DK_W_Offshore10 | . | S02 | . | T103 | 0.19 | 75.2141
DK_W_Offshore10 | . | S02 | . | T104 | 0.42 | 166.2627
DK_W_Offshore10 | . | S02 | . | T105 | 0.42 | 166.2627
DK_W_Offshore10 | . | S02 | . | T106 | 0.42 | 166.2627
DK_W_Offshore10 | . | S02 | . | T107 | 0.42 | 166.2627
DK_W_Offshore10 | . | S02 | . | T108 | 0.42 | 166.2627
DK_W_Offshore10 | . | S02 | . | T109 | 0.42 | 166.2627
DK_W_Offshore10 | . | S02 | . | T110 | 0.57 | 225.6422
DK_W_Offshore10 | . | S02 | . | T111 | 0.57 | 225.6422
DK_W_Offshore10 | . | S02 | . | T112 | 0.57 | 225.6422
DK_W_Offshore10 | . | S02 | . | T113 | 0.72 | 285.0217
DK_W_Offshore10 | . | S02 | . | T114 | 0.57 | 225.6422
DK_W_Offshore10 | . | S02 | . | T115 | 0.57 | 225.6422
DK_W_Offshore10 | . | S02 | . | T116 | 0.57 | 225.6422
DK_W_Offshore10 | . | S02 | . | T117 | 0.42 | 166.2627
DK_W_Offshore10 | . | S02 | . | T118 | 0.42 | 166.2627
DK_W_Offshore10 | . | S02 | . | T119 | 0.42 | 166.2627
DK_W_Offshore10 | . | S02 | . | T120 | 0.42 | 166.2627
DK_W_Offshore10 | . | S02 | . | T121 | 0.42 | 166.2627
DK_W_Offshore10 | . | S02 | . | T122 | 0.42 | 166.2627
DK_W_Offshore10 | . | S02 | . | T123 | 0.3 | 118.759
DK_W_Offshore10 | . | S02 | . | T124 | 0.19 | 75.2141
DK_W_Offshore10 | . | S02 | . | T125 | 0.19 | 75.2141
DK_W_Offshore10 | . | S02 | . | T126 | 0.12 | 47.5036
DK_W_Offshore10 | . | S02 | . | T127 | 0.12 | 47.5036
DK_W_Offshore10 | . | S02 | . | T128 | 0.12 | 47.5036
DK_W_Offshore10 | . | S02 | . | T129 | 0.12 | 47.5036
DK_W_Offshore10 | . | S02 | . | T130 | 0.06 | 23.7518
DK_W_Offshore10 | . | S02 | . | T131 | 0.06 | 23.7518
DK_W_Offshore10 | . | S02 | . | T132 | 0.06 | 23.7518
DK_W_Offshore10 | . | S02 | . | T133 | 0.03 | 11.8759
DK_W_Offshore10 | . | S02 | . | T134 | 0.03 | 11.8759
DK_W_Offshore10 | . | S02 | . | T135 | 0.03 | 11.8759
DK_W_Offshore10 | . | S02 | . | T136 | 0.03 | 11.8759
DK_W_Offshore10 | . | S02 | . | T137 | 0.03 | 11.8759
DK_W_Offshore10 | . | S02 | . | T138 | 0 | 0
DK_W_Offshore10 | . | S02 | . | T139 | 0 | 0
DK_W_Offshore10 | . | S02 | . | T140 | 0 | 0
DK_W_Offshore10 | . | S02 | . | T141 | 0 | 0
DK_W_Offshore10 | . | S02 | . | T142 | 0 | 0
DK_W_Offshore10 | . | S02 | . | T143 | 0 | 0
DK_W_Offshore10 | . | S02 | . | T144 | 0 | 0
DK_W_Offshore10 | . | S02 | . | T145 | 0 | 0
DK_W_Offshore10 | . | S02 | . | T146 | 0 | 0
DK_W_Offshore10 | . | S02 | . | T147 | 0 | 0
DK_W_Offshore10 | . | S02 | . | T148 | 0 | 0
DK_W_Offshore10 | . | S02 | . | T149 | 0 | 0
DK_W_Offshore10 | . | S02 | . | T150 | 0 | 0
DK_W_Offshore10 | . | S02 | . | T151 | 0 | 0
DK_W_Offshore10 | . | S02 | . | T152 | 0 | 0
DK_W_Offshore10 | . | S02 | . | T153 | 0 | 0
DK_W_Offshore10 | . | S02 | . | T154 | 0 | 0
DK_W_Offshore10 | . | S02 | . | T155 | 0 | 0
DK_W_Offshore10 | . | S02 | . | T156 | 0 | 0
DK_W_Offshore10 | . | S02 | . | T157 | 0 | 0
DK_W_Offshore10 | . | S02 | . | T158 | 0.03 | 11.8759
DK_W_Offshore10 | . | S02 | . | T159 | 0.06 | 23.7518
DK_W_Offshore10 | . | S02 | . | T160 | 0.12 | 47.5036
DK_W_Offshore10 | . | S02 | . | T161 | 0.12 | 47.5036
DK_W_Offshore10 | . | S02 | . | T162 | 0.19 | 75.2141
DK_W_Offshore10 | . | S02 | . | T163 | 0.3 | 118.759
DK_W_Offshore10 | . | S02 | . | T164 | 0.3 | 118.759
DK_W_Offshore10 | . | S02 | . | T165 | 0.19 | 75.2141
DK_W_Offshore10 | . | S02 | . | T166 | 0.19 | 75.2141
DK_W_Offshore10 | . | S02 | . | T167 | 0.3 | 118.759
DK_W_Offshore10 | . | S02 | . | T168 | 0.3 | 118.759
DK_W_Offshore10 | . | S03 | . | T001 | 0.3 | 118.759
DK_W_Offshore10 | . | S03 | . | T002 | 0.3 | 118.759
DK_W_Offshore10 | . | S03 | . | T003 | 0.3 | 118.759
DK_W_Offshore10 | . | S03 | . | T004 | 0.3 | 118.759
DK_W_Offshore10 | . | S03 | . | T005 | 0.3 | 118.759
DK_W_Offshore10 | . | S03 | . | T006 | 0.3 | 118.759
DK_W_Offshore10 | . | S03 | . | T007 | 0.3 | 118.759
DK_W_Offshore10 | . | S03 | . | T008 | 0.19 | 75.2141
DK_W_Offshore10 | . | S03 | . | T009 | 0.19 | 75.2141
DK_W_Offshore10 | . | S03 | . | T010 | 0.12 | 47.5036
DK_W_Offshore10 | . | S03 | . | T011 | 0.12 | 47.5036
DK_W_Offshore10 | . | S03 | . | T012 | 0.06 | 23.7518
DK_W_Offshore10 | . | S03 | . | T013 | 0.06 | 23.7518
DK_W_Offshore10 | . | S03 | . | T014 | 0.03 | 11.8759
DK_W_Offshore10 | . | S03 | . | T015 | 0 | 0
DK_W_Offshore10 | . | S03 | . | T016 | 0 | 0
DK_W_Offshore10 | . | S03 | . | T017 | 0 | 0
DK_W_Offshore10 | . | S03 | . | T018 | 0 | 0
DK_W_Offshore10 | . | S03 | . | T019 | 0.03 | 11.8759
DK_W_Offshore10 | . | S03 | . | T020 | 0.03 | 11.8759
DK_W_Offshore10 | . | S03 | . | T021 | 0 | 0
DK_W_Offshore10 | . | S03 | . | T022 | 0 | 0
DK_W_Offshore10 | . | S03 | . | T023 | 0 | 0
DK_W_Offshore10 | . | S03 | . | T024 | 0 | 0
DK_W_Offshore10 | . | S03 | . | T025 | 0 | 0
DK_W_Offshore10 | . | S03 | . | T026 | 0.03 | 11.8759
DK_W_Offshore10 | . | S03 | . | T027 | 0.03 | 11.8759
DK_W_Offshore10 | . | S03 | . | T028 | 0.06 | 23.7518
DK_W_Offshore10 | . | S03 | . | T029 | 0.06 | 23.7518
DK_W_Offshore10 | . | S03 | . | T030 | 0.06 | 23.7518
DK_W_Offshore10 | . | S03 | . | T031 | 0.12 | 47.5036
DK_W_Offshore10 | . | S03 | . | T032 | 0.19 | 75.2141
DK_W_Offshore10 | . | S03 | . | T033 | 0.19 | 75.2141
DK_W_Offshore10 | . | S03 | . | T034 | 0.19 | 75.2141
DK_W_Offshore10 | . | S03 | . | T035 | 0.19 | 75.2141
DK_W_Offshore10 | . | S03 | . | T036 | 0.19 | 75.2141
DK_W_Offshore10 | . | S03 | . | T037 | 0.19 | 75.2141
DK_W_Offshore10 | . | S03 | . | T038 | 0.3 | 118.759
DK_W_Offshore10 | . | S03 | . | T039 | 0.19 | 75.2141
DK_W_Offshore10 | . | S03 | . | T040 | 0.3 | 118.759
DK_W_Offshore10 | . | S03 | . | T041 | 0.3 | 118.759
DK_W_Offshore10 | . | S03 | . | T042 | 0.3 | 118.759
DK_W_Offshore10 | . | S03 | . | T043 | 0.3 | 118.759
DK_W_Offshore10 | . | S03 | . | T044 | 0.42 | 166.2627
DK_W_Offshore10 | . | S03 | . | T045 | 0.3 | 118.759
DK_W_Offshore10 | . | S03 | . | T046 | 0.3 | 118.759
DK_W_Offshore10 | . | S03 | . | T047 | 0.3 | 118.759
DK_W_Offshore10 | . | S03 | . | T048 | 0.3 | 118.759
DK_W_Offshore10 | . | S03 | . | T049 | 0.3 | 118.759
DK_W_Offshore10 | . | S03 | . | T050 | 0.3 | 118.759
DK_W_Offshore10 | . | S03 | . | T051 | 0.3 | 118.759
DK_W_Offshore10 | . | S03 | . | T052 | 0.3 | 118.759
DK_W_Offshore10 | . | S03 | . | T053 | 0.3 | 118.759
DK_W_Offshore10 | . | S03 | . | T054 | 0.3 | 118.759
DK_W_Offshore10 | . | S03 | . | T055 | 0.3 | 118.759
DK_W_Offshore10 | . | S03 | . | T056 | 0.3 | 118.759
DK_W_Offshore10 | . | S03 | . | T057 | 0.3 | 118.759
DK_W_Offshore10 | . | S03 | . | T058 | 0.3 | 118.759
DK_W_Offshore10 | . | S03 | . | T059 | 0.3 | 118.759
DK_W_Offshore10 | . | S03 | . | T060 | 0.42 | 166.2627
DK_W_Offshore10 | . | S03 | . | T061 | 0.42 | 166.2627
DK_W_Offshore10 | . | S03 | . | T062 | 0.42 | 166.2627
DK_W_Offshore10 | . | S03 | . | T063 | 0.42 | 166.2627
DK_W_Offshore10 | . | S03 | . | T064 | 0.3 | 118.759
DK_W_Offshore10 | . | S03 | . | T065 | 0.3 | 118.759
DK_W_Offshore10 | . | S03 | . | T066 | 0.3 | 118.759
DK_W_Offshore10 | . | S03 | . | T067 | 0.42 | 166.2627
DK_W_Offshore10 | . | S03 | . | T068 | 0.42 | 166.2627
DK_W_Offshore10 | . | S03 | . | T069 | 0.42 | 166.2627
DK_W_Offshore10 | . | S03 | . | T070 | 0.3 | 118.759
DK_W_Offshore10 | . | S03 | . | T071 | 0.3 | 118.759
DK_W_Offshore10 | . | S03 | . | T072 | 0.3 | 118.759
DK_W_Offshore10 | . | S03 | . | T073 | 0.3 | 118.759
DK_W_Offshore10 | . | S03 | . | T074 | 0.3 | 118.759
DK_W_Offshore10 | . | S03 | . | T075 | 0.3 | 118.759
DK_W_Offshore10 | . | S03 | . | T076 | 0.3 | 118.759
DK_W_Offshore10 | . | S03 | . | T077 | 0.19 | 75.2141
DK_W_Offshore10 | . | S03 | . | T078 | 0.3 | 118.759
DK_W_Offshore10 | . | S03 | . | T079 | 0.3 | 118.759
DK_W_Offshore10 | . | S03 | . | T080 | 0.3 | 118.759
DK_W_Offshore10 | . | S03 | . | T081 | 0.42 | 166.2627
DK_W_Offshore10 | . | S03 | . | T082 | 0.42 | 166.2627
DK_W_Offshore10 | . | S03 | . | T083 | 0.42 | 166.2627
DK_W_Offshore10 | . | S03 | . | T084 | 0.3 | 118.759
DK_W_Offshore10 | . | S03 | . | T085 | 0.3 | 118.759
DK_W_Offshore10 | . | S03 | . | T086 | 0.3 | 118.759
DK_W_Offshore10 | . | S03 | . | T087 | 0.3 | 118.759
DK_W_Offshore10 | . | S03 | . | T088 | 0.3 | 118.759
DK_W_Offshore10 | . | S03 | . | T089 | 0.3 | 118.759
DK_W_Offshore10 | . | S03 | . | T090 | 0.3 | 118.759
DK_W_Offshore10 | . | S03 | . | T091 | 0.3 | 118.759
DK_W_Offshore10 | . | S03 | . | T092 | 0.3 | 118.759
DK_W_Offshore10 | . | S03 | . | T093 | 0.42 | 166.2627
DK_W_Offshore10 | . | S03 | . | T094 | 0.42 | 166.2627
DK_W_Offshore10 | . | S03 | . | T095 | 0.3 | 118.759
DK_W_Offshore10 | . | S03 | . | T096 | 0.3 | 118.759
DK_W_Offshore10 | . | S03 | . | T097 | 0.3 | 118.759
DK_W_Offshore10 | . | S03 | . | T098 | 0.3 | 118.759
DK_W_Offshore10 | . | S03 | . | T099 | 0.3 | 118.759
DK_W_Offshore10 | . | S03 | . | T100 | 0.3 | 118.759
DK_W_Offshore10 | . | S03 | . | T101 | 0.3 | 118.759
DK_W_Offshore10 | . | S03 | . | T102 | 0.42 | 166.2627
DK_W_Offshore10 | . | S03 | . | T103 | 0.42 | 166.2627
DK_W_Offshore10 | . | S03 | . | T104 | 0.3 | 118.759
DK_W_Offshore10 | . | S03 | . | T105 | 0.3 | 118.759
DK_W_Offshore10 | . | S03 | . | T106 | 0.3 | 118.759
DK_W_Offshore10 | . | S03 | . | T107 | 0.3 | 118.759
DK_W_Offshore10 | . | S03 | . | T108 | 0.3 | 118.759
DK_W_Offshore10 | . | S03 | . | T109 | 0.3 | 118.759
DK_W_Offshore10 | . | S03 | . | T110 | 0.3 | 118.759
DK_W_Offshore10 | . | S03 | . | T111 | 0.3 | 118.759
DK_W_Offshore10 | . | S03 | . | T112 | 0.3 | 118.759
DK_W_Offshore10 | . | S03 | . | T113 | 0.3 | 118.759
DK_W_Offshore10 | . | S03 | . | T114 | 0.19 | 75.2141
DK_W_Offshore10 | . | S03 | . | T115 | 0.3 | 118.759
DK_W_Offshore10 | . | S03 | . | T116 | 0.19 | 75.2141
DK_W_Offshore10 | . | S03 | . | T117 | 0.19 | 75.2141
DK_W_Offshore10 | . | S03 | . | T118 | 0.19 | 75.2141
DK_W_Offshore10 | . | S03 | . | T119 | 0.19 | 75.2141
DK_W_Offshore10 | . | S03 | . | T120 | 0.19 | 75.2141
DK_W_Offshore10 | . | S03 | . | T121 | 0.3 | 118.759
DK_W_Offshore10 | . | S03 | . | T122 | 0.19 | 75.2141
DK_W_Offshore10 | . | S03 | . | T123 | 0.19 | 75.2141
DK_W_Offshore10 | . | S03 | . | T124 | 0.3 | 118.759
DK_W_Offshore10 | . | S03 | . | T125 | 0.3 | 118.759
DK_W_Offshore10 | . | S03 | . | T126 | 0.3 | 118.759
DK_W_Offshore10 | . | S03 | . | T127 | 0.19 | 75.2141
DK_W_Offshore10 | . | S03 | . | T128 | 0.3 | 118.759
DK_W_Offshore10 | . | S03 | . | T129 | 0.12 | 47.5036
DK_W_Offshore10 | . | S03 | . | T130 | 0.12 | 47.5036
DK_W_Offshore10 | . | S03 | . | T131 | 0.06 | 23.7518
DK_W_Offshore10 | . | S03 | . | T132 | 0.06 | 23.7518
DK_W_Offshore10 | . | S03 | . | T133 | 0.06 | 23.7518
DK_W_Offshore10 | . | S03 | . | T134 | 0.06 | 23.7518
DK_W_Offshore10 | . | S03 | . | T135 | 0.06 | 23.7518
DK_W_Offshore10 | . | S03 | . | T136 | 0.06 | 23.7518
DK_W_Offshore10 | . | S03 | . | T137 | 0.06 | 23.7518
DK_W_Offshore10 | . | S03 | . | T138 | 0.06 | 23.7518
DK_W_Offshore10 | . | S03 | . | T139 | 0.06 | 23.7518
DK_W_Offshore10 | . | S03 | . | T140 | 0.06 | 23.7518
DK_W_Offshore10 | . | S03 | . | T141 | 0.06 | 23.7518
DK_W_Offshore10 | . | S03 | . | T142 | 0.06 | 23.7518
DK_W_Offshore10 | . | S03 | . | T143 | 0.03 | 11.8759
DK_W_Offshore10 | . | S03 | . | T144 | 0.03 | 11.8759
DK_W_Offshore10 | . | S03 | . | T145 | 0.03 | 11.8759
DK_W_Offshore10 | . | S03 | . | T146 | 0.06 | 23.7518
DK_W_Offshore10 | . | S03 | . | T147 | 0.06 | 23.7518
DK_W_Offshore10 | . | S03 | . | T148 | 0.06 | 23.7518
DK_W_Offshore10 | . | S03 | . | T149 | 0.06 | 23.7518
DK_W_Offshore10 | . | S03 | . | T150 | 0.12 | 47.5036
DK_W_Offshore10 | . | S03 | . | T151 | 0.12 | 47.5036
DK_W_Offshore10 | . | S03 | . | T152 | 0.12 | 47.5036
DK_W_Offshore10 | . | S03 | . | T153 | 0.12 | 47.5036
DK_W_Offshore10 | . | S03 | . | T154 | 0.12 | 47.5036
DK_W_Offshore10 | . | S03 | . | T155 | 0.12 | 47.5036
DK_W_Offshore10 | . | S03 | . | T156 | 0.12 | 47.5036
DK_W_Offshore10 | . | S03 | . | T157 | 0.12 | 47.5036
DK_W_Offshore10 | . | S03 | . | T158 | 0.12 | 47.5036
DK_W_Offshore10 | . | S03 | . | T159 | 0.12 | 47.5036
DK_W_Offshore10 | . | S03 | . | T160 | 0.19 | 75.2141
DK_W_Offshore10 | . | S03 | . | T161 | 0.19 | 75.2141
DK_W_Offshore10 | . | S03 | . | T162 | 0.19 | 75.2141
DK_W_Offshore10 | . | S03 | . | T163 | 0.3 | 118.759
DK_W_Offshore10 | . | S03 | . | T164 | 0.3 | 118.759
DK_W_Offshore10 | . | S03 | . | T165 | 0.3 | 118.759
DK_W_Offshore10 | . | S03 | . | T166 | 0.3 | 118.759
DK_W_Offshore10 | . | S03 | . | T167 | 0.3 | 118.759
DK_W_Offshore10 | . | S03 | . | T168 | 0.3 | 118.759
DK_W_Offshore10 | . | S04 | . | T001 | 0.3 | 118.759
DK_W_Offshore10 | . | S04 | . | T002 | 0.3 | 118.759
DK_W_Offshore10 | . | S04 | . | T003 | 0.3 | 118.759
DK_W_Offshore10 | . | S04 | . | T004 | 0.3 | 118.759
DK_W_Offshore10 | . | S04 | . | T005 | 0.3 | 118.759
DK_W_Offshore10 | . | S04 | . | T006 | 0.3 | 118.759
DK_W_Offshore10 | . | S04 | . | T007 | 0.42 | 166.2627
DK_W_Offshore10 | . | S04 | . | T008 | 0.3 | 118.759
DK_W_Offshore10 | . | S04 | . | T009 | 0.3 | 118.759
DK_W_Offshore10 | . | S04 | . | T010 | 0.42 | 166.2627
DK_W_Offshore10 | . | S04 | . | T011 | 0.42 | 166.2627
DK_W_Offshore10 | . | S04 | . | T012 | 0.3 | 118.759
DK_W_Offshore10 | . | S04 | . | T013 | 0.3 | 118.759
DK_W_Offshore10 | . | S04 | . | T014 | 0.42 | 166.2627
DK_W_Offshore10 | . | S04 | . | T015 | 0.42 | 166.2627
DK_W_Offshore10 | . | S04 | . | T016 | 0.42 | 166.2627
DK_W_Offshore10 | . | S04 | . | T017 | 0.42 | 166.2627
DK_W_Offshore10 | . | S04 | . | T018 | 0.42 | 166.2627
DK_W_Offshore10 | . | S04 | . | T019 | 0.42 | 166.2627
DK_W_Offshore10 | . | S04 | . | T020 | 0.42 | 166.2627
DK_W_Offshore10 | . | S04 | . | T021 | 0.42 | 166.2627
DK_W_Offshore10 | . | S04 | . | T022 | 0.57 | 225.6422
DK_W_Offshore10 | . | S04 | . | T023 | 0.57 | 225.6422
DK_W_Offshore10 | . | S04 | . | T024 | 0.57 | 225.6422
DK_W_Offshore10 | . | S04 | . | T025 | 0.57 | 225.6422
DK_W_Offshore10 | . | S04 | . | T026 | 0.72 | 285.0217
DK_W_Offshore10 | . | S04 | . | T027 | 0.72 | 285.0217
DK_W_Offshore10 | . | S04 | . | T028 | 0.85 | 336.484
DK_W_Offshore10 | . | S04 | . | T029 | 0.85 | 336.484
DK_W_Offshore10 | . | S04 | . | T030 | 0.85 | 336.484
DK_W_Offshore10 | . | S04 | . | T031 | 0.85 | 336.484
DK_W_Offshore10 | . | S04 | . | T032 | 0.85 | 336.484
DK_W_Offshore10 | . | S04 | . | T033 | 0.95 | 376.0703
DK_W_Offshore10 | . | S04 | . | T034 | 0.95 | 376.0703
DK_W_Offshore10 | . | S04 | . | T035 | 0.99 | 391.9049
DK_W_Offshore10 | . | S04 | . | T036 | 0.99 | 391.9049
DK_W_Offshore10 | . | S04 | . | T037 | 0.99 | 391.9049
DK_W_Offshore10 | . | S04 | . | T038 | 0.99 | 391.9049
DK_W_Offshore10 | . | S04 | . | T039 | 0.99 | 391.9049
DK_W_Offshore10 | . | S04 | . | T040 | 0.99 | 391.9049
DK_W_Offshore10 | . | S04 | . | T041 | 0.99 | 391.9049
DK_W_Offshore10 | . | S04 | . | T042 | 0.99 | 391.9049
DK_W_Offshore10 | . | S04 | . | T043 | 0.99 | 391.9049
DK_W_Offshore10 | . | S04 | . | T044 | 0.99 | 391.9049
DK_W_Offshore10 | . | S04 | . | T045 | 0.95 | 376.0703
DK_W_Offshore10 | . | S04 | . | T046 | 0.95 | 376.0703
DK_W_Offshore10 | . | S04 | . | T047 | 0.95 | 376.0703
DK_W_Offshore10 | . | S04 | . | T048 | 0.95 | 376.0703
DK_W_Offshore10 | . | S04 | . | T049 | 0.95 | 376.0703
DK_W_Offshore10 | . | S04 | . | T050 | 0.95 | 376.0703
DK_W_Offshore10 | . | S04 | . | T051 | 0.95 | 376.0703
DK_W_Offshore10 | . | S04 | . | T052 | 0.85 | 336.484
DK_W_Offshore10 | . | S04 | . | T053 | 0.85 | 336.484
DK_W_Offshore10 | . | S04 | . | T054 | 0.72 | 285.0217
DK_W_Offshore10 | . | S04 | . | T055 | 0.72 | 285.0217
DK_W_Offshore10 | . | S04 | . | T056 | 0.85 | 336.484
DK_W_Offshore10 | . | S04 | . | T057 | 0.85 | 336.484
DK_W_Offshore10 | . | S04 | . | T058 | 0.72 | 285.0217
DK_W_Offshore10 | . | S04 | . | T059 | 0.72 | 285.0217
DK_W_Offshore10 | . | S04 | . | T060 | 0.72 | 285.0217
DK_W_Offshore10 | . | S04 | . | T061 | 0.72 | 285.0217
DK_W_Offshore10 | . | S04 | . | T062 | 0.57 | 225.6422
DK_W_Offshore10 | . | S04 | . | T063 | 0.57 | 225.6422
DK_W_Offshore10 | . | S04 | . | T064 | 0.57 | 225.6422
DK_W_Offshore10 | . | S04 | . | T065 | 0.72 | 285.0217
DK_W_Offshore10 | . | S04 | . | T066 | 0.85 | 336.484
DK_W_Offshore10 | . | S04 | . | T067 | 0.95 | 376.0703
DK_W_Offshore10 | . | S04 | . | T068 | 0.99 | 391.9049
DK_W_Offshore10 | . | S04 | . | T069 | 1 | 395.8635
DK_W_Offshore10 | . | S04 | . | T070 | 1 | 395.8635
DK_W_Offshore10 | . | S04 | . | T071 | 1 | 395.8635
DK_W_Offshore10 | . | S04 | . | T072 | 1 | 395.8635
DK_W_Offshore10 | . | S04 | . | T073 | 1 | 395.8635
DK_W_Offshore10 | . | S04 | . | T074 | 1 | 395.8635
DK_W_Offshore10 | . | S04 | . | T075 | 1 | 395.8635
DK_W_Offshore10 | . | S04 | . | T076 | 1 | 395.8635
DK_W_Offshore10 | . | S04 | . | T077 | 1 | 395.8635
DK_W_Offshore10 | . | S04 | . | T078 | 1 | 395.8635
DK_W_Offshore10 | . | S04 | . | T079 | 1 | 395.8635
DK_W_Offshore10 | . | S04 | . | T080 | 1 | 395.8635
DK_W_Offshore10 | . | S04 | . | T081 | 1 | 395.8635
DK_W_Offshore10 | . | S04 | . | T082 | 1 | 395.8635
DK_W_Offshore10 | . | S04 | . | T083 | 1 | 395.8635
DK_W_Offshore10 | . | S04 | . | T084 | 1 | 395.8635
DK_W_Offshore10 | . | S04 | . | T085 | 1 | 395.8635
DK_W_Offshore10 | . | S04 | . | T086 | 1 | 395.8635
DK_W_Offshore10 | . | S04 | . | T087 | 1 | 395.8635
DK_W_Offshore10 | . | S04 | . | T088 | 1 | 395.8635
DK_W_Offshore10 | . | S04 | . | T089 | 1 | 395.8635
DK_W_Offshore10 | . | S04 | . | T090 | 0.99 | 391.9049
DK_W_Offshore10 | . | S04 | . | T091 | 0.99 | 391.9049
DK_W_Offshore10 | . | S04 | . | T092 | 0.99 | 391.9049
DK_W_Offshore10 | . | S04 | . | T093 | 0.95 | 376.0703
DK_W_Offshore10 | . | S04 | . | T094 | 0.85 | 336.484
DK_W_Offshore10 | . | S04 | . | T095 | 0.85 | 336.484
DK_W_Offshore10 | . | S04 | . | T096 | 0.85 | 336.484
DK_W_Offshore10 | . | S04 | . | T097 | 0.85 | 336.484
DK_W_Offshore10 | . | S04 | . | T098 | 0.85 | 336.484
DK_W_Offshore10 | . | S04 | . | T099 | 0.85 | 336.484
DK_W_Offshore10 | . | S04 | . | T100 | 0.85 | 336.484
DK_W_Offshore10 | . | S04 | . | T101 | 0.85 | 336.484
DK_W_Offshore10 | . | S04 | . | T102 | 0.85 | 336.484
DK_W_Offshore10 | . | S04 | . | T103 | 0.85 | 336.484
DK_W_Offshore10 | . | S04 | . | T104 | 0.85 | 336.484
DK_W_Offshore10 | . | S04 | . | T105 | 0.95 | 376.0703
DK_W_Offshore10 | . | S04 | . | T106 | 0.95 | 376.0703
DK_W_Offshore10 | . | S04 | . | T107 | 0.95 | 376.0703
DK_W_Offshore10 | . | S04 | . | T108 | 0.95 | 376.0703
DK_W_Offshore10 | . | S04 | . | T109 | 0.95 | 376.0703
DK_W_Offshore10 | . | S04 | . | T110 | 0.95 | 376.0703
DK_W_Offshore10 | . | S04 | . | T111 | 0.85 | 336.484
DK_W_Offshore10 | . | S04 | . | T112 | 0.85 | 336.484
DK_W_Offshore10 | . | S04 | . | T113 | 0.85 | 336.484
DK_W_Offshore10 | . | S04 | . | T114 | 0.85 | 336.484
DK_W_Offshore10 | . | S04 | . | T115 | 0.72 | 285.0217
DK_W_Offshore10 | . | S04 | . | T116 | 0.72 | 285.0217
DK_W_Offshore10 | . | S04 | . | T117 | 0.72 | 285.0217
DK_W_Offshore10 | . | S04 | . | T118 | 0.72 | 285.0217
DK_W_Offshore10 | . | S04 | . | T119 | 0.72 | 285.0217
DK_W_Offshore10 | . | S04 | . | T120 | 0.72 | 285.0217
DK_W_Offshore10 | . | S04 | . | T121 | 0.85 | 336.484
DK_W_Offshore10 | . | S04 | . | T122 | 0.85 | 336.484
DK_W_Offshore10 | . | S04 | . | T123 | 0.85 | 336.484
DK_W_Offshore10 | . | S04 | . | T124 | 0.85 | 336.484
DK_W_Offshore10 | . | S04 | . | T125 | 0.85 | 336.484
DK_W_Offshore10 | . | S04 | . | T126 | 0.85 | 336.484
DK_W_Offshore10 | . | S04 | . | T127 | 0.95 | 376.0703
DK_W_Offshore10 | . | S04 | . | T128 | 0.95 | 376.0703
DK_W_Offshore10 | . | S04 | . | T129 | 0.95 | 376.0703
DK_W_Offshore10 | . | S04 | . | T130 | 0.95 | 376.0703
DK_W_Offshore10 | . | S04 | . | T131 | 0.95 | 376.0703
DK_W_Offshore10 | . | S04 | . | T132 | 0.95 | 376.0703
DK_W_Offshore10 | . | S04 | . | T133 | 0.95 | 376.0703
DK_W_Offshore10 | . | S04 | . | T134 | 0.95 | 376.0703
DK_W_Offshore10 | . | S04 | . | T135 | 0.85 | 336.484
DK_W_Offshore10 | . | S04 | . | T136 | 0.85 | 336.484
DK_W_Offshore10 | . | S04 | . | T137 | 0.85 | 336.484
DK_W_Offshore10 | . | S04 | . | T138 | 0.85 | 336.484
DK_W_Offshore10 | . | S04 | . | T139 | 0.95 | 376.0703
DK_W_Offshore10 | . | S04 | . | T140 | 0.95 | 376.0703
DK_W_Offshore10 | . | S04 | . | T141 | 0.85 | 336.484
DK_W_Offshore10 | . | S04 | . | T142 | 0.85 | 336.484
DK_W_Offshore10 | . | S04 | . | T143 | 0.85 | 336.484
DK_W_Offshore10 | . | S04 | . | T144 | 0.72 | 285.0217
DK_W_Offshore10 | . | S04 | . | T145 | 0.72 | 285.0217
DK_W_Offshore10 | . | S04 | . | T146 | 0.57 | 225.6422
DK_W_Offshore10 | . | S04 | . | T147 | 0.57 | 225.6422
DK_W_Offshore10 | . | S04 | . | T148 | 0.57 | 225.6422
DK_W_Offshore10 | . | S04 | . | T149 | 0.57 | 225.6422
DK_W_Offshore10 | . | S04 | . | T150 | 0.57 | 225.6422
DK_W_Offshore10 | . | S04 | . | T151 | 0.57 | 225.6422
DK_W_Offshore10 | . | S04 | . | T152 | 0.72 | 285.0217
DK_W_Offshore10 | . | S04 | . | T153 | 0.57 | 225.6422
DK_W_Offshore10 | . | S04 | . | T154 | 0.42 | 166.2627
DK_W_Offshore10 | . | S04 | . | T155 | 0.3 | 118.759
DK_W_Offshore10 | . | S04 | . | T156 | 0.3 | 118.759
DK_W_Offshore10 | . | S04 | . | T157 | 0.3 | 118.759
DK_W_Offshore10 | . | S04 | . | T158 | 0.19 | 75.2141
DK_W_Offshore10 | . | S04 | . | T159 | 0.19 | 75.2141
DK_W_Offshore10 | . | S04 | . | T160 | 0.12 | 47.5036
DK_W_Offshore10 | . | S04 | . | T161 | 0.12 | 47.5036
DK_W_Offshore10 | . | S04 | . | T162 | 0.12 | 47.5036
DK_W_Offshore10 | . | S04 | . | T163 | 0.12 | 47.5036
DK_W_Offshore10 | . | S04 | . | T164 | 0.06 | 23.7518
DK_W_Offshore10 | . | S04 | . | T165 | 0.03 | 11.8759
DK_W_Offshore10 | . | S04 | . | T166 | 0.03 | 11.8759
DK_W_Offshore10 | . | S04 | . | T167 | 0.06 | 23.7518
DK_W_Offshore10 | . | S04 | . | T168 | 0.06 | 23.7518
DK_W_Offshore10 | . | S05 | . | T001 | 0.06 | 23.7518
DK_W_Offshore10 | . | S05 | . | T002 | 0.06 | 23.7518
DK_W_Offshore10 | . | S05 | . | T003 | 0.06 | 23.7518
DK_W_Offshore10 | . | S05 | . | T004 | 0.06 | 23.7518
DK_W_Offshore10 | . | S05 | . | T005 | 0.06 | 23.7518
DK_W_Offshore10 | . | S05 | . | T006 | 0.06 | 23.7518
DK_W_Offshore10 | . | S05 | . | T007 | 0.06 | 23.7518
DK_W_Offshore10 | . | S05 | . | T008 | 0.06 | 23.7518
DK_W_Offshore10 | . | S05 | . | T009 | 0.06 | 23.7518
DK_W_Offshore10 | . | S05 | . | T010 | 0.06 | 23.7518
DK_W_Offshore10 | . | S05 | . | T011 | 0.06 | 23.7518
DK_W_Offshore10 | . | S05 | . | T012 | 0.03 | 11.8759
DK_W_Offshore10 | . | S05 | . | T013 | 0.03 | 11.8759
DK_W_Offshore10 | . | S05 | . | T014 | 0 | 0
DK_W_Offshore10 | . | S05 | . | T015 | 0 | 0
DK_W_Offshore10 | . | S05 | . | T016 | 0 | 0
DK_W_Offshore10 | . | S05 | . | T017 | 0 | 0
DK_W_Offshore10 | . | S05 | . | T018 | 0 | 0
DK_W_Offshore10 | . | S05 | . | T019 | 0 | 0
DK_W_Offshore10 | . | S05 | . | T020 | 0 | 0
DK_W_Offshore10 | . | S05 | . | T021 | 0 | 0
DK_W_Offshore10 | . | S05 | . | T022 | 0 | 0
DK_W_Offshore10 | . | S05 | . | T023 | 0 | 0
DK_W_Offshore10 | . | S05 | . | T024 | 0 | 0
DK_W_Offshore10 | . | S05 | . | T025 | 0 | 0
DK_W_Offshore10 | . | S05 | . | T026 | 0 | 0
DK_W_Offshore10 | . | S05 | . | T027 | 0 | 0
DK_W_Offshore10 | . | S05 | . | T028 | 0 | 0
DK_W_Offshore10 | . | S05 | . | T029 | 0 | 0
DK_W_Offshore10 | . | S05 | . | T030 | 0 | 0
DK_W_Offshore10 | . | S05 | . | T031 | 0 | 0
DK_W_Offshore10 | . | S05 | . | T032 | 0 | 0
DK_W_Offshore10 | . | S05 | . | T033 | 0 | 0
DK_W_Offshore10 | . | S05 | . | T034 | 0 | 0
DK_W_Offshore10 | . | S05 | . | T035 | 0 | 0
DK_W_Offshore10 | . | S05 | . | T036 | 0 | 0
DK_W_Offshore10 | . | S05 | . | T037 | 0.03 | 11.8759
DK_W_Offshore10 | . | S05 | . | T038 | 0.06 | 23.7518
DK_W_Offshore10 | . | S05 | . | T039 | 0.12 | 47.5036
DK_W_Offshore10 | . | S05 | . | T040 | 0.19 | 75.2141
DK_W_Offshore10 | . | S05 | . | T041 | 0.12 | 47.5036
DK_W_Offshore10 | . | S05 | . | T042 | 0.06 | 23.7518
DK_W_Offshore10 | . | S05 | . | T043 | 0.06 | 23.7518
DK_W_Offshore10 | . | S05 | . | T044 | 0.19 | 75.2141
DK_W_Offshore10 | . | S05 | . | T045 | 0.19 | 75.2141
DK_W_Offshore10 | . | S05 | . | T046 | 0.12 | 47.5036
DK_W_Offshore10 | . | S05 | . | T047 | 0.12 | 47.5036
DK_W_Offshore10 | . | S05 | . | T048 | 0.06 | 23.7518
DK_W_Offshore10 | . | S05 | . | T049 | 0.06 | 23.7518
DK_W_Offshore10 | . | S05 | . | T050 | 0.03 | 11.8759
DK_W_Offshore10 | . | S05 | . | T051 | 0.03 | 11.8759
DK_W_Offshore10 | . | S05 | . | T052 | 0.03 | 11.8759
DK_W_Offshore10 | . | S05 | . | T053 | 0.03 | 11.8759
DK_W_Offshore10 | . | S05 | . | T054 | 0.06 | 23.7518
DK_W_Offshore10 | . | S05 | . | T055 | 0.06 | 23.7518
DK_W_Offshore10 | . | S05 | . | T056 | 0.12 | 47.5036
DK_W_Offshore10 | . | S05 | . | T057 | 0.12 | 47.5036
DK_W_Offshore10 | . | S05 | . | T058 | 0.12 | 47.5036
DK_W_Offshore10 | . | S05 | . | T059 | 0.19 | 75.2141
DK_W_Offshore10 | . | S05 | . | T060 | 0.19 | 75.2141
DK_W_Offshore10 | . | S05 | . | T061 | 0.19 | 75.2141
DK_W_Offshore10 | . | S05 | . | T062 | 0.19 | 75.2141
DK_W_Offshore10 | . | S05 | . | T063 | 0.19 | 75.2141
DK_W_Offshore10 | . | S05 | . | T064 | 0.19 | 75.2141
DK_W_Offshore10 | . | S05 | . | T065 | 0.19 | 75.2141
DK_W_Offshore10 | . | S05 | . | T066 | 0.19 | 75.2141
DK_W_Offshore10 | . | S05 | . | T067 | 0.19 | 75.2141
DK_W_Offshore10 | . | S05 | . | T068 | 0.12 | 47.5036
DK_W_Offshore10 | . | S05 | . | T069 | 0.12 | 47.5036
DK_W_Offshore10 | . | S05 | . | T070 | 0.12 | 47.5036
DK_W_Offshore10 | . | S05 | . | T071 | 0.12 | 47.5036
DK_W_Offshore10 | . | S05 | . | T072 | 0.12 | 47.5036
DK_W_Offshore10 | . | S05 | . | T073 | 0.12 | 47.5036
DK_W_Offshore10 | . | S05 | . | T074 | 0.12 | 47.5036
DK_W_Offshore10 | . | S05 | . | T075 | 0.12 | 47.5036
DK_W_Offshore10 | . | S05 | . | T076 | 0.06 | 23.7518
DK_W_Offshore10 | . | S05 | . | T077 | 0.12 | 47.5036
DK_W_Offshore10 | . | S05 | . | T078 | 0.12 | 47.5036
DK_W_Offshore10 | . | S05 | . | T079 | 0.12 | 47.5036
DK_W_Offshore10 | . | S05 | . | T080 | 0.12 | 47.5036
DK_W_Offshore10 | . | S05 | . | T081 | 0.12 | 47.5036
DK_W_Offshore10 | . | S05 | . | T082 | 0.12 | 47.5036
DK_W_Offshore10 | . | S05 | . | T083 | 0.12 | 47.5036
DK_W_Offshore10 | . | S05 | . | T084 | 0.19 | 75.2141
DK_W_Offshore10 | . | S05 | . | T085 | 0.19 | 75.2141
DK_W_Offshore10 | . | S05 | . | T086 | 0.19 | 75.2141
DK_W_Offshore10 | . | S05 | . | T087 | 0.19 | 75.2141
DK_W_Offshore10 | . | S05 | . | T088 | 0.19 | 75.2141
DK_W_Offshore10 | . | S05 | . | T089 | 0.19 | 75.2141
DK_W_Offshore10 | . | S05 | . | T090 | 0.3 | 118.759
DK_W_Offshore10 | . | S05 | . | T091 | 0.3 | 118.759
DK_W_Offshore10 | . | S05 | . | T092 | 0.3 | 118.759
DK_W_Offshore10 | . | S05 | . | T093 | 0.19 | 75.2141
DK_W_Offshore10 | . | S05 | . | T094 | 0.12 | 47.5036
DK_W_Offshore10 | . | S05 | . | T095 | 0.12 | 47.5036
DK_W_Offshore10 | . | S05 | . | T096 | 0.06 | 23.7518
DK_W_Offshore10 | . | S05 | . | T097 | 0.06 | 23.7518
DK_W_Offshore10 | . | S05 | . | T098 | 0.06 | 23.7518
DK_W_Offshore10 | . | S05 | . | T099 | 0.06 | 23.7518
DK_W_Offshore10 | . | S05 | . | T100 | 0.03 | 11.8759
DK_W_Offshore10 | . | S05 | . | T101 | 0.03 | 11.8759
DK_W_Offshore10 | . | S05 | . | T102 | 0.03 | 11.8759
DK_W_Offshore10 | . | S05 | . | T103 | 0.06 | 23.7518
DK_W_Offshore10 | . | S05 | . | T104 | 0.12 | 47.5036
DK_W_Offshore10 | . | S05 | . | T105 | 0.19 | 75.2141
DK_W_Offshore10 | . | S05 | . | T106 | 0.19 | 75.2141
DK_W_Offshore10 | . | S05 | . | T107 | 0.19 | 75.2141
DK_W_Offshore10 | . | S05 | . | T108 | 0.19 | 75.2141
DK_W_Offshore10 | . | S05 | . | T109 | 0.3 | 118.759
DK_W_Offshore10 | . | S05 | . | T110 | 0.3 | 118.759
DK_W_Offshore10 | . | S05 | . | T111 | 0.3 | 118.759
DK_W_Offshore10 | . | S05 | . | T112 | 0.3 | 118.759
DK_W_Offshore10 | . | S05 | . | T113 | 0.19 | 75.2141
DK_W_Offshore10 | . | S05 | . | T114 | 0.19 | 75.2141
DK_W_Offshore10 | . | S05 | . | T115 | 0.19 | 75.2141
DK_W_Offshore10 | . | S05 | . | T116 | 0.19 | 75.2141
DK_W_Offshore10 | . | S05 | . | T117 | 0.12 | 47.5036
DK_W_Offshore10 | . | S05 | . | T118 | 0.12 | 47.5036
DK_W_Offshore10 | . | S05 | . | T119 | 0.19 | 75.2141
DK_W_Offshore10 | . | S05 | . | T120 | 0.19 | 75.2141
DK_W_Offshore10 | . | S05 | . | T121 | 0.12 | 47.5036
DK_W_Offshore10 | . | S05 | . | T122 | 0.12 | 47.5036
DK_W_Offshore10 | . | S05 | . | T123 | 0.12 | 47.5036
DK_W_Offshore10 | . | S05 | . | T124 | 0.12 | 47.5036
DK_W_Offshore10 | . | S05 | . | T125 | 0.19 | 75.2141
DK_W_Offshore10 | . | S05 | . | T126 | 0.19 | 75.2141
DK_W_Offshore10 | . | S05 | . | T127 | 0.3 | 118.759
DK_W_Offshore10 | . | S05 | . | T128 | 0.57 | 225.6422
DK_W_Offshore10 | . | S05 | . | T129 | 0.57 | 225.6422
DK_W_Offshore10 | . | S05 | . | T130 | 0.57 | 225.6422
DK_W_Offshore10 | . | S05 | . | T131 | 0.57 | 225.6422
DK_W_Offshore10 | . | S05 | . | T132 | 0.57 | 225.6422
DK_W_Offshore10 | . | S05 | . | T133 | 0.57 | 225.6422
DK_W_Offshore10 | . | S05 | . | T134 | 0.57 | 225.6422
DK_W_Offshore10 | . | S05 | . | T135 | 0.57 | 225.6422
DK_W_Offshore10 | . | S05 | . | T136 | 0.72 | 285.0217
DK_W_Offshore10 | . | S05 | . | T137 | 0.72 | 285.0217
DK_W_Offshore10 | . | S05 | . | T138 | 0.72 | 285.0217
DK_W_Offshore10 | . | S05 | . | T139 | 0.85 | 336.484
DK_W_Offshore10 | . | S05 | . | T140 | 0.85 | 336.484
DK_W_Offshore10 | . | S05 | . | T141 | 0.72 | 285.0217
DK_W_Offshore10 | . | S05 | . | T142 | 0.72 | 285.0217
DK_W_Offshore10 | . | S05 | . | T143 | 0.57 | 225.6422
DK_W_Offshore10 | . | S05 | . | T144 | 0.57 | 225.6422
DK_W_Offshore10 | . | S05 | . | T145 | 0.57 | 225.6422
DK_W_Offshore10 | . | S05 | . | T146 | 0.57 | 225.6422
DK_W_Offshore10 | . | S05 | . | T147 | 0.57 | 225.6422
DK_W_Offshore10 | . | S05 | . | T148 | 0.72 | 285.0217
DK_W_Offshore10 | . | S05 | . | T149 | 0.72 | 285.0217
DK_W_Offshore10 | . | S05 | . | T150 | 0.72 | 285.0217
DK_W_Offshore10 | . | S05 | . | T151 | 0.85 | 336.484
DK_W_Offshore10 | . | S05 | . | T152 | 0.85 | 336.484
DK_W_Offshore10 | . | S05 | . | T153 | 0.85 | 336.484
DK_W_Offshore10 | . | S05 | . | T154 | 0.95 | 376.0703
DK_W_Offshore10 | . | S05 | . | T155 | 0.95 | 376.0703
DK_W_Offshore10 | . | S05 | . | T156 | 0.99 | 391.9049
DK_W_Offshore10 | . | S05 | . | T157 | 1 | 395.8635
DK_W_Offshore10 | . | S05 | . | T158 | 1 | 395.8635
DK_W_Offshore10 | . | S05 | . | T159 | 1 | 395.8635
DK_W_Offshore10 | . | S05 | . | T160 | 1 | 395.8635
DK_W_Offshore10 | . | S05 | . | T161 | 1 | 395.8635
DK_W_Offshore10 | . | S05 | . | T162 | 1 | 395.8635
DK_W_Offshore10 | . | S05 | . | T163 | 1 | 395.8635
DK_W_Offshore10 | . | S05 | . | T164 | 1 | 395.8635
DK_W_Offshore10 | . | S05 | . | T165 | 1 | 395.8635
DK_W_Offshore10 | . | S05 | . | T166 | 1 | 395.8635
DK_W_Offshore10 | . | S05 | . | T167 | 0.99 | 391.9049
DK_W_Offshore10 | . | S05 | . | T168 | 0.99 | 391.9049
DK_W_Offshore10 | . | S06 | . | T001 | 0.95 | 376.0703
DK_W_Offshore10 | . | S06 | . | T002 | 0.95 | 376.0703
DK_W_Offshore10 | . | S06 | . | T003 | 0.95 | 376.0703
DK_W_Offshore10 | . | S06 | . | T004 | 0.95 | 376.0703
DK_W_Offshore10 | . | S06 | . | T005 | 0.85 | 336.484
DK_W_Offshore10 | . | S06 | . | T006 | 0.85 | 336.484
DK_W_Offshore10 | . | S06 | . | T007 | 0.85 | 336.484
DK_W_Offshore10 | . | S06 | . | T008 | 0.85 | 336.484
DK_W_Offshore10 | . | S06 | . | T009 | 0.85 | 336.484
DK_W_Offshore10 | . | S06 | . | T010 | 0.85 | 336.484
DK_W_Offshore10 | . | S06 | . | T011 | 0.85 | 336.484
DK_W_Offshore10 | . | S06 | . | T012 | 0.85 | 336.484
DK_W_Offshore10 | . | S06 | . | T013 | 0.85 | 336.484
DK_W_Offshore10 | . | S06 | . | T014 | 0.95 | 376.0703
DK_W_Offshore10 | . | S06 | . | T015 | 0.99 | 391.9049
DK_W_Offshore10 | . | S06 | . | T016 | 1 | 395.8635
DK_W_Offshore10 | . | S06 | . | T017 | 1 | 395.8635
DK_W_Offshore10 | . | S06 | . | T018 | 1 | 395.8635
DK_W_Offshore10 | . | S06 | . | T019 | 1 | 395.8635
DK_W_Offshore10 | . | S06 | . | T020 | 1 | 395.8635
DK_W_Offshore10 | . | S06 | . | T021 | 1 | 395.8635
DK_W_Offshore10 | . | S06 | . | T022 | 1 | 395.8635
DK_W_Offshore10 | . | S06 | . | T023 | 1 | 395.8635
DK_W_Offshore10 | . | S06 | . | T024 | 1 | 395.8635
DK_W_Offshore10 | . | S06 | . | T025 | 1 | 395.8635
DK_W_Offshore10 | . | S06 | . | T026 | 1 | 395.8635
DK_W_Offshore10 | . | S06 | . | T027 | 1 | 395.8635
DK_W_Offshore10 | . | S06 | . | T028 | 1 | 395.8635
DK_W_Offshore10 | . | S06 | . | T029 | 1 | 395.8635
DK_W_Offshore10 | . | S06 | . | T030 | 1 | 395.8635
DK_W_Offshore10 | . | S06 | . | T031 | 1 | 395.8635
DK_W_Offshore10 | . | S06 | . | T032 | 1 | 395.8635
DK_W_Offshore10 | . | S06 | . | T033 | 1 | 395.8635
DK_W_Offshore10 | . | S06 | . | T034 | 1 | 395.8635
DK_W_Offshore10 | . | S06 | . | T035 | 1 | 395.8635
DK_W_Offshore10 | . | S06 | . | T036 | 0.99 | 391.9049
DK_W_Offshore10 | . | S06 | . | T037 | 0.95 | 376.0703
DK_W_Offshore10 | . | S06 | . | T038 | 0.72 | 285.0217
DK_W_Offshore10 | . | S06 | . | T039 | 0.57 | 225.6422
DK_W_Offshore10 | . | S06 | . | T040 | 0.57 | 225.6422
DK_W_Offshore10 | . | S06 | . | T041 | 0.72 | 285.0217
DK_W_Offshore10 | . | S06 | . | T042 | 0.72 | 285.0217
DK_W_Offshore10 | . | S06 | . | T043 | 0.72 | 285.0217
DK_W_Offshore10 | . | S06 | . | T044 | 0.57 | 225.6422
DK_W_Offshore10 | . | S06 | . | T045 | 0.57 | 225.6422
DK_W_Offshore10 | . | S06 | . | T046 | 0.42 | 166.2627
DK_W_Offshore10 | . | S06 | . | T047 | 0.42 | 166.2627
DK_W_Offshore10 | . | S06 | . | T048 | 0.3 | 118.759
DK_W_Offshore10 | . | S06 | . | T049 | 0.3 | 118.759
DK_W_Offshore10 | . | S06 | . | T050 | 0.19 | 75.2141
DK_W_Offshore10 | . | S06 | . | T051 | 0.3 | 118.759
DK_W_Offshore10 | . | S06 | . | T052 | 0.3 | 118.759
DK_W_Offshore10 | . | S06 | . | T053 | 0.42 | 166.2627
DK_W_Offshore10 | . | S06 | . | T054 | 0.57 | 225.6422
DK_W_Offshore10 | . | S06 | . | T055 | 0.72 | 285.0217
DK_W_Offshore10 | . | S06 | . | T056 | 0.85 | 336.484
DK_W_Offshore10 | . | S06 | . | T057 | 0.85 | 336.484
DK_W_Offshore10 | . | S06 | . | T058 | 0.99 | 391.9049
DK_W_Offshore10 | . | S06 | . | T059 | 0.99 | 391.9049
DK_W_Offshore10 | . | S06 | . | T060 | 1 | 395.8635
DK_W_Offshore10 | . | S06 | . | T061 | 1 | 395.8635
DK_W_Offshore10 | . | S06 | . | T062 | 1 | 395.8635
DK_W_Offshore10 | . | S06 | . | T063 | 1 | 395.8635
DK_W_Offshore10 | . | S06 | . | T064 | 1 | 395.8635
DK_W_Offshore10 | . | S06 | . | T065 | 1 | 395.8635
DK_W_Offshore10 | . | S06 | . | T066 | 1 | 395.8635
DK_W_Offshore10 | . | S06 | . | T067 | 1 | 395.8635
DK_W_Offshore10 | . | S06 | . | T068 | 1 | 395.8635
DK_W_Offshore10 | . | S06 | . | T069 | 1 | 395.8635
DK_W_Offshore10 | . | S06 | . | T070 | 1 | 395.8635
DK_W_Offshore10 | . | S06 | . | T071 | 1 | 395.8635
DK_W_Offshore10 | . | S06 | . | T072 | 1 | 395.8635
DK_W_Offshore10 | . | S06 | . | T073 | 1 | 395.8635
DK_W_Offshore10 | . | S06 | . | T074 | 1 | 395.8635
DK_W_Offshore10 | . | S06 | . | T075 | 1 | 395.8635
DK_W_Offshore10 | . | S06 | . | T076 | 1 | 395.8635
DK_W_Offshore10 | . | S06 | . | T077 | 1 | 395.8635
DK_W_Offshore10 | . | S06 | . | T078 | 1 | 395.8635
DK_W_Offshore10 | . | S06 | . | T079 | 1 | 395.8635
DK_W_Offshore10 | . | S06 | . | T080 | 1 | 395.8635
DK_W_Offshore10 | . | S06 | . | T081 | 1 | 395.8635
DK_W_Offshore10 | . | S06 | . | T082 | 1 | 395.8635
DK_W_Offshore10 | . | S06 | . | T083 | 1 | 395.8635
DK_W_Offshore10 | . | S06 | . | T084 | 1 | 395.8635
DK_W_Offshore10 | . | S06 | . | T085 | 1 | 395.8635
DK_W_Offshore10 | . | S06 | . | T086 | 1 | 395.8635
DK_W_Offshore10 | . | S06 | . | T087 | 1 | 395.8635
DK_W_Offshore10 | . | S06 | . | T088 | 1 | 395.8635
DK_W_Offshore10 | . | S06 | . | T089 | 1 | 395.8635
DK_W_Offshore10 | . | S06 | . | T090 | 1 | 395.8635
DK_W_Offshore10 | . | S06 | . | T091 | 1 | 395.8635
DK_W_Offshore10 | . | S06 | . | T092 | 1 | 395.8635
DK_W_Offshore10 | . | S06 | . | T093 | 1 | 395.8635
DK_W_Offshore10 | . | S06 | . | T094 | 0.99 | 391.9049
DK_W_Offshore10 | . | S06 | . | T095 | 0.95 | 376.0703
DK_W_Offshore10 | . | S06 | . | T096 | 0.85 | 336.484
DK_W_Offshore10 | . | S06 | . | T097 | 0.72 | 285.0217
DK_W_Offshore10 | . | S06 | . | T098 | 0.57 | 225.6422
DK_W_Offshore10 | . | S06 | . | T099 | 0.57 | 225.6422
DK_W_Offshore10 | . | S06 | . | T100 | 0.3 | 118.759
DK_W_Offshore10 | . | S06 | . | T101 | 0.3 | 118.759
DK_W_Offshore10 | . | S06 | . | T102 | 0.3 | 118.759
DK_W_Offshore10 | . | S06 | . | T103 | 0.3 | 118.759
DK_W_Offshore10 | . | S06 | . | T104 | 0.19 | 75.2141
DK_W_Offshore10 | . | S06 | . | T105 | 0 | 0
DK_W_Offshore10 | . | S06 | . | T106 | 0.12 | 47.5036
DK_W_Offshore10 | . | S06 | . | T107 | 0.85 | 336.484
DK_W_Offshore10 | . | S06 | . | T108 | 0.95 | 376.0703
DK_W_Offshore10 | . | S06 | . | T109 | 0.72 | 285.0217
DK_W_Offshore10 | . | S06 | . | T110 | 0.42 | 166.2627
DK_W_Offshore10 | . | S06 | . | T111 | 0.3 | 118.759
DK_W_Offshore10 | . | S06 | . | T112 | 0.3 | 118.759
DK_W_Offshore10 | . | S06 | . | T113 | 0.3 | 118.759
DK_W_Offshore10 | . | S06 | . | T114 | 0.42 | 166.2627
DK_W_Offshore10 | . | S06 | . | T115 | 0.3 | 118.759
DK_W_Offshore10 | . | S06 | . | T116 | 0.3 | 118.759
DK_W_Offshore10 | . | S06 | . | T117 | 0.3 | 118.759
DK_W_Offshore10 | . | S06 | . | T118 | 0.3 | 118.759
DK_W_Offshore10 | . | S06 | . | T119 | 0.3 | 118.759
DK_W_Offshore10 | . | S06 | . | T120 | 0.42 | 166.2627
DK_W_Offshore10 | . | S06 | . | T121 | 0.42 | 166.2627
DK_W_Offshore10 | . | S06 | . | T122 | 0.42 | 166.2627
DK_W_Offshore10 | . | S06 | . | T123 | 0.57 | 225.6422
DK_W_Offshore10 | . | S06 | . | T124 | 0.57 | 225.6422
DK_W_Offshore10 | . | S06 | . | T125 | 0.57 | 225.6422
DK_W_Offshore10 | . | S06 | . | T126 | 0.57 | 225.6422
DK_W_Offshore10 | . | S06 | . | T127 | 0.42 | 166.2627
DK_W_Offshore10 | . | S06 | . | T128 | 0.3 | 118.759
DK_W_Offshore10 | . | S06 | . | T129 | 0.3 | 118.759
DK_W_Offshore10 | . | S06 | . | T130 | 0.19 | 75.2141
DK_W_Offshore10 | . | S06 | . | T131 | 0.12 | 47.5036
DK_W_Offshore10 | . | S06 | . | T132 | 0.06 | 23.7518
DK_W_Offshore10 | . | S06 | . | T133 | 0.06 | 23.7518
DK_W_Offshore10 | . | S06 | . | T134 | 0.03 | 11.8759
DK_W_Offshore10 | . | S06 | . | T135 | 0 | 0
DK_W_Offshore10 | . | S06 | . | T136 | 0 | 0
DK_W_Offshore10 | . | S06 | . | T137 | 0 | 0
DK_W_Offshore10 | . | S06 | . | T138 | 0 | 0
DK_W_Offshore10 | . | S06 | . | T139 | 0 | 0
DK_W_Offshore10 | . | S06 | . | T140 | 0 | 0
DK_W_Offshore10 | . | S06 | . | T141 | 0 | 0
DK_W_Offshore10 | . | S06 | . | T142 | 0 | 0
DK_W_Offshore10 | . | S06 | . | T143 | 0 | 0
DK_W_Offshore10 | . | S06 | . | T144 | 0 | 0
DK_W_Offshore10 | . | S06 | . | T145 | 0 | 0
DK_W_Offshore10 | . | S06 | . | T146 | 0 | 0
DK_W_Offshore10 | . | S06 | . | T147 | 0.03 | 11.8759
DK_W_Offshore10 | . | S06 | . | T148 | 0.06 | 23.7518
DK_W_Offshore10 | . | S06 | . | T149 | 0.06 | 23.7518
DK_W_Offshore10 | . | S06 | . | T150 | 0.12 | 47.5036
DK_W_Offshore10 | . | S06 | . | T151 | 0.12 | 47.5036
DK_W_Offshore10 | . | S06 | . | T152 | 0.06 | 23.7518
DK_W_Offshore10 | . | S06 | . | T153 | 0.06 | 23.7518
DK_W_Offshore10 | . | S06 | . | T154 | 0.12 | 47.5036
DK_W_Offshore10 | . | S06 | . | T155 | 0.3 | 118.759
DK_W_Offshore10 | . | S06 | . | T156 | 0.42 | 166.2627
DK_W_Offshore10 | . | S06 | . | T157 | 0.42 | 166.2627
DK_W_Offshore10 | . | S06 | . | T158 | 0.42 | 166.2627
DK_W_Offshore10 | . | S06 | . | T159 | 0.57 | 225.6422
DK_W_Offshore10 | . | S06 | . | T160 | 0.57 | 225.6422
DK_W_Offshore10 | . | S06 | . | T161 | 0.72 | 285.0217
DK_W_Offshore10 | . | S06 | . | T162 | 0.85 | 336.484
DK_W_Offshore10 | . | S06 | . | T163 | 0.95 | 376.0703
DK_W_Offshore10 | . | S06 | . | T164 | 0.99 | 391.9049
DK_W_Offshore10 | . | S06 | . | T165 | 1 | 395.8635
DK_W_Offshore10 | . | S06 | . | T166 | 1 | 395.8635
DK_W_Offshore10 | . | S06 | . | T167 | 1 | 395.8635
DK_W_Offshore10 | . | S06 | . | T168 | 1 | 395.8635
DK_W_Offshore10 | . | S07 | . | T001 | 1 | 395.8635
DK_W_Offshore10 | . | S07 | . | T002 | 1 | 395.8635
DK_W_Offshore10 | . | S07 | . | T003 | 1 | 395.8635
DK_W_Offshore10 | . | S07 | . | T004 | 1 | 395.8635
DK_W_Offshore10 | . | S07 | . | T005 | 1 | 395.8635
DK_W_Offshore10 | . | S07 | . | T006 | 1 | 395.8635
DK_W_Offshore10 | . | S07 | . | T007 | 1 | 395.8635
DK_W_Offshore10 | . | S07 | . | T008 | 1 | 395.8635
DK_W_Offshore10 | . | S07 | . | T009 | 1 | 395.8635
DK_W_Offshore10 | . | S07 | . | T010 | 1 | 395.8635
DK_W_Offshore10 | . | S07 | . | T011 | 1 | 395.8635
DK_W_Offshore10 | . | S07 | . | T012 | 1 | 395.8635
DK_W_Offshore10 | . | S07 | . | T013 | 1 | 395.8635
DK_W_Offshore10 | . | S07 | . | T014 | 1 | 395.8635
DK_W_Offshore10 | . | S07 | . | T015 | 1 | 395.8635
DK_W_Offshore10 | . | S07 | . | T016 | 1 | 395.8635
DK_W_Offshore10 | . | S07 | . | T017 | 1 | 395.8635
DK_W_Offshore10 | . | S07 | . | T018 | 1 | 395.8635
DK_W_Offshore10 | . | S07 | . | T019 | 1 | 395.8635
DK_W_Offshore10 | . | S07 | . | T020 | 1 | 395.8635
DK_W_Offshore10 | . | S07 | . | T021 | 1 | 395.8635
DK_W_Offshore10 | . | S07 | . | T022 | 1 | 395.8635
DK_W_Offshore10 | . | S07 | . | T023 | 1 | 395.8635
DK_W_Offshore10 | . | S07 | . | T024 | 1 | 395.8635
DK_W_Offshore10 | . | S07 | . | T025 | 1 | 395.8635
DK_W_Offshore10 | . | S07 | . | T026 | 0.99 | 391.9049
DK_W_Offshore10 | . | S07 | . | T027 | 0.99 | 391.9049
DK_W_Offshore10 | . | S07 | . | T028 | 0.99 | 391.9049
DK_W_Offshore10 | . | S07 | . | T029 | 0.95 | 376.0703
DK_W_Offshore10 | . | S07 | . | T030 | 0.85 | 336.484
DK_W_Offshore10 | . | S07 | . | T031 | 0.85 | 336.484
DK_W_Offshore10 | . | S07 | . | T032 | 0.72 | 285.0217
DK_W_Offshore10 | . | S07 | . | T033 | 0.57 | 225.6422
DK_W_Offshore10 | . | S07 | . | T034 | 0.57 | 225.6422
DK_W_Offshore10 | . | S07 | . | T035 | 0.42 | 166.2627
DK_W_Offshore10 | . | S07 | . | T036 | 0.42 | 166.2627
DK_W_Offshore10 | . | S07 | . | T037 | 0.42 | 166.2627
DK_W_Offshore10 | . | S07 | . | T038 | 0.42 | 166.2627
DK_W_Offshore10 | . | S07 | . | T039 | 0.57 | 225.6422
DK_W_Offshore10 | . | S07 | . | T040 | 0.57 | 225.6422
DK_W_Offshore10 | . | S07 | . | T041 | 0.57 | 225.6422
DK_W_Offshore10 | . | S07 | . | T042 | 0.72 | 285.0217
DK_W_Offshore10 | . | S07 | . | T043 | 0.72 | 285.0217
DK_W_Offshore10 | . | S07 | . | T044 | 0.72 | 285.0217
DK_W_Offshore10 | . | S07 | . | T045 | 0.72 | 285.0217
DK_W_Offshore10 | . | S07 | . | T046 | 0.72 | 285.0217
DK_W_Offshore10 | . | S07 | . | T047 | 0.72 | 285.0217
DK_W_Offshore10 | . | S07 | . | T048 | 0.72 | 285.0217
DK_W_Offshore10 | . | S07 | . | T049 | 0.72 | 285.0217
DK_W_Offshore10 | . | S07 | . | T050 | 0.85 | 336.484
DK_W_Offshore10 | . | S07 | . | T051 | 0.85 | 336.484
DK_W_Offshore10 | . | S07 | . | T052 | 0.85 | 336.484
DK_W_Offshore10 | . | S07 | . | T053 | 0.72 | 285.0217
DK_W_Offshore10 | . | S07 | . | T054 | 0.72 | 285.0217
DK_W_Offshore10 | . | S07 | . | T055 | 0.72 | 285.0217
DK_W_Offshore10 | . | S07 | . | T056 | 0.57 | 225.6422
DK_W_Offshore10 | . | S07 | . | T057 | 0.57 | 225.6422
DK_W_Offshore10 | . | S07 | . | T058 | 0.57 | 225.6422
DK_W_Offshore10 | . | S07 | . | T059 | 0.57 | 225.6422
DK_W_Offshore10 | . | S07 | . | T060 | 0.42 | 166.2627
DK_W_Offshore10 | . | S07 | . | T061 | 0.42 | 166.2627
DK_W_Offshore10 | . | S07 | . | T062 | 0.3 | 118.759
DK_W_Offshore10 | . | S07 | . | T063 | 0.3 | 118.759
DK_W_Offshore10 | . | S07 | . | T064 | 0.19 | 75.2141
DK_W_Offshore10 | . | S07 | . | T065 | 0.19 | 75.2141
DK_W_Offshore10 | . | S07 | . | T066 | 0.19 | 75.2141
DK_W_Offshore10 | . | S07 | . | T067 | 0.19 | 75.2141
DK_W_Offshore10 | . | S07 | . | T068 | 0.19 | 75.2141
DK_W_Offshore10 | . | S07 | . | T069 | 0.19 | 75.2141
DK_W_Offshore10 | . | S07 | . | T070 | 0.19 | 75.2141
DK_W_Offshore10 | . | S07 | . | T071 | 0.19 | 75.2141
DK_W_Offshore10 | . | S07 | . | T072 | 0.19 | 75.2141
DK_W_Offshore10 | . | S07 | . | T073 | 0.19 | 75.2141
DK_W_Offshore10 | . | S07 | . | T074 | 0.19 | 75.2141
DK_W_Offshore10 | . | S07 | . | T075 | 0.3 | 118.759
DK_W_Offshore10 | . | S07 | . | T076 | 0.3 | 118.759
DK_W_Offshore10 | . | S07 | . | T077 | 0.3 | 118.759
DK_W_Offshore10 | . | S07 | . | T078 | 0.42 | 166.2627
DK_W_Offshore10 | . | S07 | . | T079 | 0.42 | 166.2627
DK_W_Offshore10 | . | S07 | . | T080 | 0.3 | 118.759
DK_W_Offshore10 | . | S07 | . | T081 | 0.3 | 118.759
DK_W_Offshore10 | . | S07 | . | T082 | 0.3 | 118.759
DK_W_Offshore10 | . | S07 | . | T083 | 0.3 | 118.759
DK_W_Offshore10 | . | S07 | . | T084 | 0.3 | 118.759
DK_W_Offshore10 | . | S07 | . | T085 | 0.3 | 118.759
DK_W_Offshore10 | . | S07 | . | T086 | 0.42 | 166.2627
DK_W_Offshore10 | . | S07 | . | T087 | 0.42 | 166.2627
DK_W_Offshore10 | . | S07 | . | T088 | 0.42 | 166.2627
DK_W_Offshore10 | . | S07 | . | T089 | 0.42 | 166.2627
DK_W_Offshore10 | . | S07 | . | T090 | 0.3 | 118.759
DK_W_Offshore10 | . | S07 | . | T091 | 0.3 | 118.759
DK_W_Offshore10 | . | S07 | . | T092 | 0.3 | 118.759
DK_W_Offshore10 | . | S07 | . | T093 | 0.3 | 118.759
DK_W_Offshore10 | . | S07 | . | T094 | 0.3 | 118.759
DK_W_Offshore10 | . | S07 | . | T095 | 0.3 | 118.759
DK_W_Offshore10 | . | S07 | . | T096 | 0.3 | 118.759
DK_W_Offshore10 | . | S07 | . | T097 | 0.3 | 118.759
DK_W_Offshore10 | . | S07 | . | T098 | 0.3 | 118.759
DK_W_Offshore10 | . | S07 | . | T099 | 0.3 | 118.759
DK_W_Offshore10 | . | S07 | . | T100 | 0.3 | 118.759
DK_W_Offshore10 | . | S07 | . | T101 | 0.42 | 166.2627
DK_W_Offshore10 | . | S07 | . | T102 | 0.42 | 166.2627
DK_W_Offshore10 | . | S07 | . | T103 | 0.42 | 166.2627
DK_W_Offshore10 | . | S07 | . | T104 | 0.57 | 225.6422
DK_W_Offshore10 | . | S07 | . | T105 | 0.57 | 225.6422
DK_W_Offshore10 | . | S07 | . | T106 | 0.57 | 225.6422
DK_W_Offshore10 | . | S07 | . | T107 | 0.57 | 225.6422
DK_W_Offshore10 | . | S07 | . | T108 | 0.57 | 225.6422
DK_W_Offshore10 | . | S07 | . | T109 | 0.57 | 225.6422
DK_W_Offshore10 | . | S07 | . | T110 | 0.57 | 225.6422
DK_W_Offshore10 | . | S07 | . | T111 | 0.57 | 225.6422
DK_W_Offshore10 | . | S07 | . | T112 | 0.42 | 166.2627
DK_W_Offshore10 | . | S07 | . | T113 | 0.42 | 166.2627
DK_W_Offshore10 | . | S07 | . | T114 | 0.3 | 118.759
DK_W_Offshore10 | . | S07 | . | T115 | 0.19 | 75.2141
DK_W_Offshore10 | . | S07 | . | T116 | 0.12 | 47.5036
DK_W_Offshore10 | . | S07 | . | T117 | 0.12 | 47.5036
DK_W_Offshore10 | . | S07 | . | T118 | 0.12 | 47.5036
DK_W_Offshore10 | . | S07 | . | T119 | 0.06 | 23.7518
DK_W_Offshore10 | . | S07 | . | T120 | 0.06 | 23.7518
DK_W_Offshore10 | . | S07 | . | T121 | 0.06 | 23.7518
DK_W_Offshore10 | . | S07 | . | T122 | 0.06 | 23.7518
DK_W_Offshore10 | . | S07 | . | T123 | 0.06 | 23.7518
DK_W_Offshore10 | . | S07 | . | T124 | 0.06 | 23.7518
DK_W_Offshore10 | . | S07 | . | T125 | 0.06 | 23.7518
DK_W_Offshore10 | . | S07 | . | T126 | 0.06 | 23.7518
DK_W_Offshore10 | . | S07 | . | T127 | 0.06 | 23.7518
DK_W_Offshore10 | . | S07 | . | T128 | 0.12 | 47.5036
DK_W_Offshore10 | . | S07 | . | T129 | 0.12 | 47.5036
DK_W_Offshore10 | . | S07 | . | T130 | 0.19 | 75.2141
DK_W_Offshore10 | . | S07 | . | T131 | 0.19 | 75.2141
DK_W_Offshore10 | . | S07 | . | T132 | 0.3 | 118.759
DK_W_Offshore10 | . | S07 | . | T133 | 0.3 | 118.759
DK_W_Offshore10 | . | S07 | . | T134 | 0.3 | 118.759
DK_W_Offshore10 | . | S07 | . | T135 | 0.3 | 118.759
DK_W_Offshore10 | . | S07 | . | T136 | 0.42 | 166.2627
DK_W_Offshore10 | . | S07 | . | T137 | 0.42 | 166.2627
DK_W_Offshore10 | . | S07 | . | T138 | 0.57 | 225.6422
DK_W_Offshore10 | . | S07 | . | T139 | 0.57 | 225.6422
DK_W_Offshore10 | . | S07 | . | T140 | 0.42 | 166.2627
DK_W_Offshore10 | . | S07 | . | T141 | 0.42 | 166.2627
DK_W_Offshore10 | . | S07 | . | T142 | 0.3 | 118.759
DK_W_Offshore10 | . | S07 | . | T143 | 0.19 | 75.2141
DK_W_Offshore10 | . | S07 | . | T144 | 0.19 | 75.2141
DK_W_Offshore10 | . | S07 | . | T145 | 0.19 | 75.2141
DK_W_Offshore10 | . | S07 | . | T146 | 0.12 | 47.5036
DK_W_Offshore10 | . | S07 | . | T147 | 0.12 | 47.5036
DK_W_Offshore10 | . | S07 | . | T148 | 0.12 | 47.5036
DK_W_Offshore10 | . | S07 | . | T149 | 0.06 | 23.7518
DK_W_Offshore10 | . | S07 | . | T150 | 0.03 | 11.8759
DK_W_Offshore10 | . | S07 | . | T151 | 0 | 0
DK_W_Offshore10 | . | S07 | . | T152 | 0 | 0
DK_W_Offshore10 | . | S07 | . | T153 | 0 | 0
DK_W_Offshore10 | . | S07 | . | T154 | 0 | 0
DK_W_Offshore10 | . | S07 | . | T155 | 0 | 0
DK_W_Offshore10 | . | S07 | . | T156 | 0 | 0
DK_W_Offshore10 | . | S07 | . | T157 | 0 | 0
DK_W_Offshore10 | . | S07 | . | T158 | 0.03 | 11.8759
DK_W_Offshore10 | . | S07 | . | T159 | 0.06 | 23.7518
DK_W_Offshore10 | . | S07 | . | T160 | 0.12 | 47.5036
DK_W_Offshore10 | . | S07 | . | T161 | 0.19 | 75.2141
DK_W_Offshore10 | . | S07 | . | T162 | 0.3 | 118.759
DK_W_Offshore10 | . | S07 | . | T163 | 0.3 | 118.759
DK_W_Offshore10 | . | S07 | . | T164 | 0.42 | 166.2627
DK_W_Offshore10 | . | S07 | . | T165 | 0.42 | 166.2627
DK_W_Offshore10 | . | S07 | . | T166 | 0.57 | 225.6422
DK_W_Offshore10 | . | S07 | . | T167 | 0.57 | 225.6422
DK_W_Offshore10 | . | S07 | . | T168 | 0.57 | 225.6422
DK_W_Offshore10 | . | S08 | . | T001 | 0.72 | 285.0217
DK_W_Offshore10 | . | S08 | . | T002 | 0.85 | 336.484
DK_W_Offshore10 | . | S08 | . | T003 | 0.85 | 336.484
DK_W_Offshore10 | . | S08 | . | T004 | 0.95 | 376.0703
DK_W_Offshore10 | . | S08 | . | T005 | 0.99 | 391.9049
DK_W_Offshore10 | . | S08 | . | T006 | 0.99 | 391.9049
DK_W_Offshore10 | . | S08 | . | T007 | 0.99 | 391.9049
DK_W_Offshore10 | . | S08 | . | T008 | 0.99 | 391.9049
DK_W_Offshore10 | . | S08 | . | T009 | 0.99 | 391.9049
DK_W_Offshore10 | . | S08 | . | T010 | 0.99 | 391.9049
DK_W_Offshore10 | . | S08 | . | T011 | 0.99 | 391.9049
DK_W_Offshore10 | . | S08 | . | T012 | 0.95 | 376.0703
DK_W_Offshore10 | . | S08 | . | T013 | 0.95 | 376.0703
DK_W_Offshore10 | . | S08 | . | T014 | 0.85 | 336.484
DK_W_Offshore10 | . | S08 | . | T015 | 0.72 | 285.0217
DK_W_Offshore10 | . | S08 | . | T016 | 0.72 | 285.0217
DK_W_Offshore10 | . | S08 | . | T017 | 0.72 | 285.0217
DK_W_Offshore10 | . | S08 | . | T018 | 0.72 | 285.0217
DK_W_Offshore10 | . | S08 | . | T019 | 0.57 | 225.6422
DK_W_Offshore10 | . | S08 | . | T020 | 0.57 | 225.6422
DK_W_Offshore10 | . | S08 | . | T021 | 0.42 | 166.2627
DK_W_Offshore10 | . | S08 | . | T022 | 0.42 | 166.2627
DK_W_Offshore10 | . | S08 | . | T023 | 0.42 | 166.2627
DK_W_Offshore10 | . | S08 | . | T024 | 0.42 | 166.2627
DK_W_Offshore10 | . | S08 | . | T025 | 0.42 | 166.2627
DK_W_Offshore10 | . | S08 | . | T026 | 0.57 | 225.6422
DK_W_Offshore10 | . | S08 | . | T027 | 0.57 | 225.6422
DK_W_Offshore10 | . | S08 | . | T028 | 0.57 | 225.6422
DK_W_Offshore10 | . | S08 | . | T029 | 0.42 | 166.2627
DK_W_Offshore10 | . | S08 | . | T030 | 0.42 | 166.2627
DK_W_Offshore10 | . | S08 | . | T031 | 0.42 | 166.2627
DK_W_Offshore10 | . | S08 | . | T032 | 0.42 | 166.2627
DK_W_Offshore10 | . | S08 | . | T033 | 0.57 | 225.6422
DK_W_Offshore10 | . | S08 | . | T034 | 0.72 | 285.0217
DK_W_Offshore10 | . | S08 | . | T035 | 0.85 | 336.484
DK_W_Offshore10 | . | S08 | . | T036 | 0.85 | 336.484
DK_W_Offshore10 | . | S08 | . | T037 | 0.95 | 376.0703
DK_W_Offshore10 | . | S08 | . | T038 | 0.95 | 376.0703
DK_W_Offshore10 | . | S08 | . | T039 | 0.95 | 376.0703
DK_W_Offshore10 | . | S08 | . | T040 | 0.95 | 376.0703
DK_W_Offshore10 | . | S08 | . | T041 | 0.95 | 376.0703
DK_W_Offshore10 | . | S08 | . | T042 | 0.99 | 391.9049
DK_W_Offshore10 | . | S08 | . | T043 | 0.99 | 391.9049
DK_W_Offshore10 | . | S08 | . | T044 | 1 | 395.8635
DK_W_Offshore10 | . | S08 | . | T045 | 1 | 395.8635
DK_W_Offshore10 | . | S08 | . | T046 | 1 | 395.8635
DK_W_Offshore10 | . | S08 | . | T047 | 1 | 395.8635
DK_W_Offshore10 | . | S08 | . | T048 | 1 | 395.8635
DK_W_Offshore10 | . | S08 | . | T049 | 1 | 395.8635
DK_W_Offshore10 | . | S08 | . | T050 | 1 | 395.8635
DK_W_Offshore10 | . | S08 | . | T051 | 0.99 | 391.9049
DK_W_Offshore10 | . | S08 | . | T052 | 0.99 | 391.9049
DK_W_Offshore10 | . | S08 | . | T053 | 0.99 | 391.9049
DK_W_Offshore10 | . | S08 | . | T054 | 0.95 | 376.0703
DK_W_Offshore10 | . | S08 | . | T055 | 0.95 | 376.0703
DK_W_Offshore10 | . | S08 | . | T056 | 0.85 | 336.484
DK_W_Offshore10 | . | S08 | . | T057 | 0.85 | 336.484
DK_W_Offshore10 | . | S08 | . | T058 | 0.72 | 285.0217
DK_W_Offshore10 | . | S08 | . | T059 | 0.72 | 285.0217
DK_W_Offshore10 | . | S08 | . | T060 | 0.72 | 285.0217
DK_W_Offshore10 | . | S08 | . | T061 | 0.72 | 285.0217
DK_W_Offshore10 | . | S08 | . | T062 | 0.72 | 285.0217
DK_W_Offshore10 | . | S08 | . | T063 | 0.72 | 285.0217
DK_W_Offshore10 | . | S08 | . | T064 | 0.85 | 336.484
DK_W_Offshore10 | . | S08 | . | T065 | 0.85 | 336.484
DK_W_Offshore10 | . | S08 | . | T066 | 0.95 | 376.0703
DK_W_Offshore10 | . | S08 | . | T067 | 0.95 | 376.0703
DK_W_Offshore10 | . | S08 | . | T068 | 0.99 | 391.9049
DK_W_Offshore10 | . | S08 | . | T069 | 0.99 | 391.9049
DK_W_Offshore10 | . | S08 | . | T070 | 0.99 | 391.9049
DK_W_Offshore10 | . | S08 | . | T071 | 1 | 395.8635
DK_W_Offshore10 | . | S08 | . | T072 | 1 | 395.8635
DK_W_Offshore10 | . | S08 | . | T073 | 1 | 395.8635
DK_W_Offshore10 | . | S08 | . | T074 | 1 | 395.8635
DK_W_Offshore10 | . | S08 | . | T075 | 1 | 395.8635
DK_W_Offshore10 | . | S08 | . | T076 | 1 | 395.8635
DK_W_Offshore10 | . | S08 | . | T077 | 1 | 395.8635
DK_W_Offshore10 | . | S08 | . | T078 | 1 | 395.8635
DK_W_Offshore10 | . | S08 | . | T079 | 1 | 395.8635
DK_W_Offshore10 | . | S08 | . | T080 | 1 | 395.8635
DK_W_Offshore10 | . | S08 | . | T081 | 1 | 395.8635
DK_W_Offshore10 | . | S08 | . | T082 | 1 | 395.8635
DK_W_Offshore10 | . | S08 | . | T083 | 1 | 395.8635
DK_W_Offshore10 | . | S08 | . | T084 | 1 | 395.8635
DK_W_Offshore10 | . | S08 | . | T085 | 1 | 395.8635
DK_W_Offshore10 | . | S08 | . | T086 | 1 | 395.8635
DK_W_Offshore10 | . | S08 | . | T087 | 1 | 395.8635
DK_W_Offshore10 | . | S08 | . | T088 | 1 | 395.8635
DK_W_Offshore10 | . | S08 | . | T089 | 1 | 395.8635
DK_W_Offshore10 | . | S08 | . | T090 | 1 | 395.8635
DK_W_Offshore10 | . | S08 | . | T091 | 1 | 395.8635
DK_W_Offshore10 | . | S08 | . | T092 | 1 | 395.8635
DK_W_Offshore10 | . | S08 | . | T093 | 1 | 395.8635
DK_W_Offshore10 | . | S08 | . | T094 | 1 | 395.8635
DK_W_Offshore10 | . | S08 | . | T095 | 1 | 395.8635
DK_W_Offshore10 | . | S08 | . | T096 | 1 | 395.8635
DK_W_Offshore10 | . | S08 | . | T097 | 1 | 395.8635
DK_W_Offshore10 | . | S08 | . | T098 | 1 | 395.8635
DK_W_Offshore10 | . | S08 | . | T099 | 1 | 395.8635
DK_W_Offshore10 | . | S08 | . | T100 | 1 | 395.8635
DK_W_Offshore10 | . | S08 | . | T101 | 1 | 395.8635
DK_W_Offshore10 | . | S08 | . | T102 | 1 | 395.8635
DK_W_Offshore10 | . | S08 | . | T103 | 1 | 395.8635
DK_W_Offshore10 | . | S08 | . | T104 | 1 | 395.8635
DK_W_Offshore10 | . | S08 | . | T105 | 1 | 395.8635
DK_W_Offshore10 | . | S08 | . | T106 | 1 | 395.8635
DK_W_Offshore10 | . | S08 | . | T107 | 1 | 395.8635
DK_W_Offshore10 | . | S08 | . | T108 | 1 | 395.8635
DK_W_Offshore10 | . | S08 | . | T109 | 0.99 | 391.9049
DK_W_Offshore10 | . | S08 | . | T110 | 0.99 | 391.9049
DK_W_Offshore10 | . | S08 | . | T111 | 0.99 | 391.9049
DK_W_Offshore10 | . | S08 | . | T112 | 0.99 | 391.9049
DK_W_Offshore10 | . | S08 | . | T113 | 0.95 | 376.0703
DK_W_Offshore10 | . | S08 | . | T114 | 0.99 | 391.9049
DK_W_Offshore10 | . | S08 | . | T115 | 0.99 | 391.9049
DK_W_Offshore10 | . | S08 | . | T116 | 0.99 | 391.9049
DK_W_Offshore10 | . | S08 | . | T117 | 0.95 | 376.0703
DK_W_Offshore10 | . | S08 | . | T118 | 0.95 | 376.0703
DK_W_Offshore10 | . | S08 | . | T119 | 0.85 | 336.484
DK_W_Offshore10 | . | S08 | . | T120 | 0.72 | 285.0217
DK_W_Offshore10 | . | S08 | . | T121 | 0.42 | 166.2627
DK_W_Offshore10 | . | S08 | . | T122 | 0.19 | 75.2141
DK_W_Offshore10 | . | S08 | . | T123 | 0.19 | 75.2141
DK_W_Offshore10 | . | S08 | . | T124 | 0.19 | 75.2141
DK_W_Offshore10 | . | S08 | . | T125 | 0.19 | 75.2141
DK_W_Offshore10 | . | S08 | . | T126 | 0.12 | 47.5036
DK_W_Offshore10 | . | S08 | . | T127 | 0.12 | 47.5036
DK_W_Offshore10 | . | S08 | . | T128 | 0.06 | 23.7518
DK_W_Offshore10 | . | S08 | . | T129 | 0.12 | 47.5036
DK_W_Offshore10 | . | S08 | . | T130 | 0.12 | 47.5036
DK_W_Offshore10 | . | S08 | . | T131 | 0.19 | 75.2141
DK_W_Offshore10 | . | S08 | . | T132 | 0.19 | 75.2141
DK_W_Offshore10 | . | S08 | . | T133 | 0.12 | 47.5036
DK_W_Offshore10 | . | S08 | . | T134 | 0.12 | 47.5036
DK_W_Offshore10 | . | S08 | . | T135 | 0.06 | 23.7518
DK_W_Offshore10 | . | S08 | . | T136 | 0.06 | 23.7518
DK_W_Offshore10 | . | S08 | . | T137 | 0.12 | 47.5036
DK_W_Offshore10 | . | S08 | . | T138 | 0.12 | 47.5036
DK_W_Offshore10 | . | S08 | . | T139 | 0.12 | 47.5036
DK_W_Offshore10 | . | S08 | . | T140 | 0.12 | 47.5036
DK_W_Offshore10 | . | S08 | . | T141 | 0.06 | 23.7518
DK_W_Offshore10 | . | S08 | . | T142 | 0.06 | 23.7518
DK_W_Offshore10 | . | S08 | . | T143 | 0.06 | 23.7518
DK_W_Offshore10 | . | S08 | . | T144 | 0.06 | 23.7518
DK_W_Offshore10 | . | S08 | . | T145 | 0.03 | 11.8759
DK_W_Offshore10 | . | S08 | . | T146 | 0.03 | 11.8759
DK_W_Offshore10 | . | S08 | . | T147 | 0 | 0
DK_W_Offshore10 | . | S08 | . | T148 | 0 | 0
DK_W_Offshore10 | . | S08 | . | T149 | 0.03 | 11.8759
DK_W_Offshore10 | . | S08 | . | T150 | 0.12 | 47.5036
DK_W_Offshore10 | . | S08 | . | T151 | 0.3 | 118.759
DK_W_Offshore10 | . | S08 | . | T152 | 0.3 | 118.759
DK_W_Offshore10 | . | S08 | . | T153 | 0.3 | 118.759
DK_W_Offshore10 | . | S08 | . | T154 | 0.42 | 166.2627
DK_W_Offshore10 | . | S08 | . | T155 | 0.42 | 166.2627
DK_W_Offshore10 | . | S08 | . | T156 | 0.57 | 225.6422
DK_W_Offshore10 | . | S08 | . | T157 | 0.57 | 225.6422
DK_W_Offshore10 | . | S08 | . | T158 | 0.42 | 166.2627
DK_W_Offshore10 | . | S08 | . | T159 | 0.57 | 225.6422
DK_W_Offshore10 | . | S08 | . | T160 | 0.57 | 225.6422
DK_W_Offshore10 | . | S08 | . | T161 | 0.57 | 225.6422
DK_W_Offshore10 | . | S08 | . | T162 | 0.57 | 225.6422
DK_W_Offshore10 | . | S08 | . | T163 | 0.42 | 166.2627
DK_W_Offshore10 | . | S08 | . | T164 | 0.42 | 166.2627
DK_W_Offshore10 | . | S08 | . | T165 | 0.42 | 166.2627
DK_W_Offshore10 | . | S08 | . | T166 | 0.57 | 225.6422
DK_W_Offshore10 | . | S08 | . | T167 | 0.57 | 225.6422
DK_W_Offshore10 | . | S08 | . | T168 | 0.57 | 225.6422
DK_W_Offshore10 | . | S09 | . | T001 | 0.57 | 225.6422
DK_W_Offshore10 | . | S09 | . | T002 | 0.72 | 285.0217
DK_W_Offshore10 | . | S09 | . | T003 | 0.57 | 225.6422
DK_W_Offshore10 | . | S09 | . | T004 | 0.42 | 166.2627
DK_W_Offshore10 | . | S09 | . | T005 | 0.42 | 166.2627
DK_W_Offshore10 | . | S09 | . | T006 | 0.3 | 118.759
DK_W_Offshore10 | . | S09 | . | T007 | 0.3 | 118.759
DK_W_Offshore10 | . | S09 | . | T008 | 0.3 | 118.759
DK_W_Offshore10 | . | S09 | . | T009 | 0.19 | 75.2141
DK_W_Offshore10 | . | S09 | . | T010 | 0.19 | 75.2141
DK_W_Offshore10 | . | S09 | . | T011 | 0.19 | 75.2141
DK_W_Offshore10 | . | S09 | . | T012 | 0.12 | 47.5036
DK_W_Offshore10 | . | S09 | . | T013 | 0.12 | 47.5036
DK_W_Offshore10 | . | S09 | . | T014 | 0.06 | 23.7518
DK_W_Offshore10 | . | S09 | . | T015 | 0.06 | 23.7518
DK_W_Offshore10 | . | S09 | . | T016 | 0.06 | 23.7518
DK_W_Offshore10 | . | S09 | . | T017 | 0.12 | 47.5036
DK_W_Offshore10 | . | S09 | . | T018 | 0.12 | 47.5036
DK_W_Offshore10 | . | S09 | . | T019 | 0.12 | 47.5036
DK_W_Offshore10 | . | S09 | . | T020 | 0.12 | 47.5036
DK_W_Offshore10 | . | S09 | . | T021 | 0.19 | 75.2141
DK_W_Offshore10 | . | S09 | . | T022 | 0.19 | 75.2141
DK_W_Offshore10 | . | S09 | . | T023 | 0.12 | 47.5036
DK_W_Offshore10 | . | S09 | . | T024 | 0.06 | 23.7518
DK_W_Offshore10 | . | S09 | . | T025 | 0 | 0
DK_W_Offshore10 | . | S09 | . | T026 | 0 | 0
DK_W_Offshore10 | . | S09 | . | T027 | 0.03 | 11.8759
DK_W_Offshore10 | . | S09 | . | T028 | 0.03 | 11.8759
DK_W_Offshore10 | . | S09 | . | T029 | 0.03 | 11.8759
DK_W_Offshore10 | . | S09 | . | T030 | 0.03 | 11.8759
DK_W_Offshore10 | . | S09 | . | T031 | 0.03 | 11.8759
DK_W_Offshore10 | . | S09 | . | T032 | 0.03 | 11.8759
DK_W_Offshore10 | . | S09 | . | T033 | 0.06 | 23.7518
DK_W_Offshore10 | . | S09 | . | T034 | 0.19 | 75.2141
DK_W_Offshore10 | . | S09 | . | T035 | 0.19 | 75.2141
DK_W_Offshore10 | . | S09 | . | T036 | 0.3 | 118.759
DK_W_Offshore10 | . | S09 | . | T037 | 0.3 | 118.759
DK_W_Offshore10 | . | S09 | . | T038 | 0.42 | 166.2627
DK_W_Offshore10 | . | S09 | . | T039 | 0.42 | 166.2627
DK_W_Offshore10 | . | S09 | . | T040 | 0.42 | 166.2627
DK_W_Offshore10 | . | S09 | . | T041 | 0.42 | 166.2627
DK_W_Offshore10 | . | S09 | . | T042 | 0.42 | 166.2627
DK_W_Offshore10 | . | S09 | . | T043 | 0.42 | 166.2627
DK_W_Offshore10 | . | S09 | . | T044 | 0.42 | 166.2627
DK_W_Offshore10 | . | S09 | . | T045 | 0.42 | 166.2627
DK_W_Offshore10 | . | S09 | . | T046 | 0.42 | 166.2627
DK_W_Offshore10 | . | S09 | . | T047 | 0.42 | 166.2627
DK_W_Offshore10 | . | S09 | . | T048 | 0.42 | 166.2627
DK_W_Offshore10 | . | S09 | . | T049 | 0.42 | 166.2627
DK_W_Offshore10 | . | S09 | . | T050 | 0.42 | 166.2627
DK_W_Offshore10 | . | S09 | . | T051 | 0.42 | 166.2627
DK_W_Offshore10 | . | S09 | . | T052 | 0.42 | 166.2627
DK_W_Offshore10 | . | S09 | . | T053 | 0.57 | 225.6422
DK_W_Offshore10 | . | S09 | . | T054 | 0.57 | 225.6422
DK_W_Offshore10 | . | S09 | . | T055 | 0.57 | 225.6422
DK_W_Offshore10 | . | S09 | . | T056 | 0.57 | 225.6422
DK_W_Offshore10 | . | S09 | . | T057 | 0.72 | 285.0217
DK_W_Offshore10 | . | S09 | . | T058 | 0.72 | 285.0217
DK_W_Offshore10 | . | S09 | . | T059 | 0.57 | 225.6422
DK_W_Offshore10 | . | S09 | . | T060 | 0.57 | 225.6422
DK_W_Offshore10 | . | S09 | . | T061 | 0.57 | 225.6422
DK_W_Offshore10 | . | S09 | . | T062 | 0.42 | 166.2627
DK_W_Offshore10 | . | S09 | . | T063 | 0.3 | 118.759
DK_W_Offshore10 | . | S09 | . | T064 | 0.3 | 118.759
DK_W_Offshore10 | . | S09 | . | T065 | 0.3 | 118.759
DK_W_Offshore10 | . | S09 | . | T066 | 0.3 | 118.759
DK_W_Offshore10 | . | S09 | . | T067 | 0.3 | 118.759
DK_W_Offshore10 | . | S09 | . | T068 | 0.3 | 118.759
DK_W_Offshore10 | . | S09 | . | T069 | 0.3 | 118.759
DK_W_Offshore10 | . | S09 | . | T070 | 0.19 | 75.2141
DK_W_Offshore10 | . | S09 | . | T071 | 0.19 | 75.2141
DK_W_Offshore10 | . | S09 | . | T072 | 0.19 | 75.2141
DK_W_Offshore10 | . | S09 | . | T073 | 0.19 | 75.2141
DK_W_Offshore10 | . | S09 | . | T074 | 0.19 | 75.2141
DK_W_Offshore10 | . | S09 | . | T075 | 0.12 | 47.5036
DK_W_Offshore10 | . | S09 | . | T076 | 0.12 | 47.5036
DK_W_Offshore10 | . | S09 | . | T077 | 0.12 | 47.5036
DK_W_Offshore10 | . | S09 | . | T078 | 0.19 | 75.2141
DK_W_Offshore10 | . | S09 | . | T079 | 0.19 | 75.2141
DK_W_Offshore10 | . | S09 | . | T080 | 0.19 | 75.2141
DK_W_Offshore10 | . | S09 | . | T081 | 0.3 | 118.759
DK_W_Offshore10 | . | S09 | . | T082 | 0.3 | 118.759
DK_W_Offshore10 | . | S09 | . | T083 | 0.3 | 118.759
DK_W_Offshore10 | . | S09 | . | T084 | 0.3 | 118.759
DK_W_Offshore10 | . | S09 | . | T085 | 0.42 | 166.2627
DK_W_Offshore10 | . | S09 | . | T086 | 0.42 | 166.2627
DK_W_Offshore10 | . | S09 | . | T087 | 0.57 | 225.6422
DK_W_Offshore10 | . | S09 | . | T088 | 0.72 | 285.0217
DK_W_Offshore10 | . | S09 | . | T089 | 0.72 | 285.0217
DK_W_Offshore10 | . | S09 | . | T090 | 0.85 | 336.484
DK_W_Offshore10 | . | S09 | . | T091 | 0.85 | 336.484
DK_W_Offshore10 | . | S09 | . | T092 | 0.95 | 376.0703
DK_W_Offshore10 | . | S09 | . | T093 | 0.85 | 336.484
DK_W_Offshore10 | . | S09 | . | T094 | 0.95 | 376.0703
DK_W_Offshore10 | . | S09 | . | T095 | 0.95 | 376.0703
DK_W_Offshore10 | . | S09 | . | T096 | 0.95 | 376.0703
DK_W_Offshore10 | . | S09 | . | T097 | 0.95 | 376.0703
DK_W_Offshore10 | . | S09 | . | T098 | 0.95 | 376.0703
DK_W_Offshore10 | . | S09 | . | T099 | 0.95 | 376.0703
DK_W_Offshore10 | . | S09 | . | T100 | 0.99 | 391.9049
DK_W_Offshore10 | . | S09 | . | T101 | 0.99 | 391.9049
DK_W_Offshore10 | . | S09 | . | T102 | 0.99 | 391.9049
DK_W_Offshore10 | . | S09 | . | T103 | 1 | 395.8635
DK_W_Offshore10 | . | S09 | . | T104 | 1 | 395.8635
DK_W_Offshore10 | . | S09 | . | T105 | 0.99 | 391.9049
DK_W_Offshore10 | . | S09 | . | T106 | 0.99 | 391.9049
DK_W_Offshore10 | . | S09 | . | T107 | 0.99 | 391.9049
DK_W_Offshore10 | . | S09 | . | T108 | 0.95 | 376.0703
DK_W_Offshore10 | . | S09 | . | T109 | 0.95 | 376.0703
DK_W_Offshore10 | . | S09 | . | T110 | 0.85 | 336.484
DK_W_Offshore10 | . | S09 | . | T111 | 0.85 | 336.484
DK_W_Offshore10 | . | S09 | . | T112 | 0.85 | 336.484
DK_W_Offshore10 | . | S09 | . | T113 | 0.85 | 336.484
DK_W_Offshore10 | . | S09 | . | T114 | 0.85 | 336.484
DK_W_Offshore10 | . | S09 | . | T115 | 0.85 | 336.484
DK_W_Offshore10 | . | S09 | . | T116 | 0.85 | 336.484
DK_W_Offshore10 | . | S09 | . | T117 | 0.85 | 336.484
DK_W_Offshore10 | . | S09 | . | T118 | 0.85 | 336.484
DK_W_Offshore10 | . | S09 | . | T119 | 0.85 | 336.484
DK_W_Offshore10 | . | S09 | . | T120 | 0.72 | 285.0217
DK_W_Offshore10 | . | S09 | . | T121 | 0.72 | 285.0217
DK_W_Offshore10 | . | S09 | . | T122 | 0.72 | 285.0217
DK_W_Offshore10 | . | S09 | . | T123 | 0.72 | 285.0217
DK_W_Offshore10 | . | S09 | . | T124 | 0.72 | 285.0217
DK_W_Offshore10 | . | S09 | . | T125 | 0.72 | 285.0217
DK_W_Offshore10 | . | S09 | . | T126 | 0.57 | 225.6422
DK_W_Offshore10 | . | S09 | . | T127 | 0.57 | 225.6422
DK_W_Offshore10 | . | S09 | . | T128 | 0.57 | 225.6422
DK_W_Offshore10 | . | S09 | . | T129 | 0.42 | 166.2627
DK_W_Offshore10 | . | S09 | . | T130 | 0.42 | 166.2627
DK_W_Offshore10 | . | S09 | . | T131 | 0.3 | 118.759
DK_W_Offshore10 | . | S09 | . | T132 | 0.19 | 75.2141
DK_W_Offshore10 | . | S09 | . | T133 | 0.19 | 75.2141
DK_W_Offshore10 | . | S09 | . | T134 | 0.19 | 75.2141
DK_W_Offshore10 | . | S09 | . | T135 | 0.19 | 75.2141
DK_W_Offshore10 | . | S09 | . | T136 | 0.19 | 75.2141
DK_W_Offshore10 | . | S09 | . | T137 | 0.3 | 118.759
DK_W_Offshore10 | . | S09 | . | T138 | 0.3 | 118.759
DK_W_Offshore10 | . | S09 | . | T139 | 0.3 | 118.759
DK_W_Offshore10 | . | S09 | . | T140 | 0.3 | 118.759
DK_W_Offshore10 | . | S09 | . | T141 | 0.19 | 75.2141
DK_W_Offshore10 | . | S09 | . | T142 | 0.19 | 75.2141
DK_W_Offshore10 | . | S09 | . | T143 | 0.12 | 47.5036
DK_W_Offshore10 | . | S09 | . | T144 | 0.06 | 23.7518
DK_W_Offshore10 | . | S09 | . | T145 | 0.06 | 23.7518
DK_W_Offshore10 | . | S09 | . | T146 | 0.03 | 11.8759
DK_W_Offshore10 | . | S09 | . | T147 | 0.03 | 11.8759
DK_W_Offshore10 | . | S09 | . | T148 | 0.03 | 11.8759
DK_W_Offshore10 | . | S09 | . | T149 | 0.03 | 11.8759
DK_W_Offshore10 | . | S09 | . | T150 | 0.03 | 11.8759
DK_W_Offshore10 | . | S09 | . | T151 | 0 | 0
DK_W_Offshore10 | . | S09 | . | T152 | 0 | 0
DK_W_Offshore10 | . | S09 | . | T153 | 0 | 0
DK_W_Offshore10 | . | S09 | . | T154 | 0 | 0
DK_W_Offshore10 | . | S09 | . | T155 | 0 | 0
DK_W_Offshore10 | . | S09 | . | T156 | 0 | 0
DK_W_Offshore10 | . | S09 | . | T157 | 0 | 0
DK_W_Offshore10 | . | S09 | . | T158 | 0 | 0
DK_W_Offshore10 | . | S09 | . | T159 | 0 | 0
DK_W_Offshore10 | . | S09 | . | T160 | 0 | 0
DK_W_Offshore10 | . | S09 | . | T161 | 0 | 0
DK_W_Offshore10 | . | S09 | . | T162 | 0.03 | 11.8759
DK_W_Offshore10 | . | S09 | . | T163 | 0.03 | 11.8759
DK_W_Offshore10 | . | S09 | . | T164 | 0.06 | 23.7518
DK_W_Offshore10 | . | S09 | . | T165 | 0.12 | 47.5036
DK_W_Offshore10 | . | S09 | . | T166 | 0.12 | 47.5036
DK_W_Offshore10 | . | S09 | . | T167 | 0.12 | 47.5036
DK_W_Offshore10 | . | S09 | . | T168 | 0.12 | 47.5036
DK_W_Offshore10 | . | S10 | . | T001 | 0.12 | 47.5036
DK_W_Offshore10 | . | S10 | . | T002 | 0.06 | 23.7518
DK_W_Offshore10 | . | S10 | . | T003 | 0.06 | 23.7518
DK_W_Offshore10 | . | S10 | . | T004 | 0.12 | 47.5036
DK_W_Offshore10 | . | S10 | . | T005 | 0.19 | 75.2141
DK_W_Offshore10 | . | S10 | . | T006 | 0.19 | 75.2141
DK_W_Offshore10 | . | S10 | . | T007 | 0.19 | 75.2141
DK_W_Offshore10 | . | S10 | . | T008 | 0.3 | 118.759
DK_W_Offshore10 | . | S10 | . | T009 | 0.42 | 166.2627
DK_W_Offshore10 | . | S10 | . | T010 | 0.3 | 118.759
DK_W_Offshore10 | . | S10 | . | T011 | 0.3 | 118.759
DK_W_Offshore10 | . | S10 | . | T012 | 0.3 | 118.759
DK_W_Offshore10 | . | S10 | . | T013 | 0.19 | 75.2141
DK_W_Offshore10 | . | S10 | . | T014 | 0.19 | 75.2141
DK_W_Offshore10 | . | S10 | . | T015 | 0.19 | 75.2141
DK_W_Offshore10 | . | S10 | . | T016 | 0.12 | 47.5036
DK_W_Offshore10 | . | S10 | . | T017 | 0.12 | 47.5036
DK_W_Offshore10 | . | S10 | . | T018 | 0.12 | 47.5036
DK_W_Offshore10 | . | S10 | . | T019 | 0.12 | 47.5036
DK_W_Offshore10 | . | S10 | . | T020 | 0.06 | 23.7518
DK_W_Offshore10 | . | S10 | . | T021 | 0.06 | 23.7518
DK_W_Offshore10 | . | S10 | . | T022 | 0.06 | 23.7518
DK_W_Offshore10 | . | S10 | . | T023 | 0.03 | 11.8759
DK_W_Offshore10 | . | S10 | . | T024 | 0.03 | 11.8759
DK_W_Offshore10 | . | S10 | . | T025 | 0 | 0
DK_W_Offshore10 | . | S10 | . | T026 | 0 | 0
DK_W_Offshore10 | . | S10 | . | T027 | 0 | 0
DK_W_Offshore10 | . | S10 | . | T028 | 0 | 0
DK_W_Offshore10 | . | S10 | . | T029 | 0 | 0
DK_W_Offshore10 | . | S10 | . | T030 | 0 | 0
DK_W_Offshore10 | . | S10 | . | T031 | 0 | 0
DK_W_Offshore10 | . | S10 | . | T032 | 0 | 0
DK_W_Offshore10 | . | S10 | . | T033 | 0 | 0
DK_W_Offshore10 | . | S10 | . | T034 | 0.03 | 11.8759
DK_W_Offshore10 | . | S10 | . | T035 | 0.06 | 23.7518
DK_W_Offshore10 | . | S10 | . | T036 | 0.12 | 47.5036
DK_W_Offshore10 | . | S10 | . | T037 | 0.19 | 75.2141
DK_W_Offshore10 | . | S10 | . | T038 | 0.19 | 75.2141
DK_W_Offshore10 | . | S10 | . | T039 | 0.3 | 118.759
DK_W_Offshore10 | . | S10 | . | T040 | 0.42 | 166.2627
DK_W_Offshore10 | . | S10 | . | T041 | 0.42 | 166.2627
DK_W_Offshore10 | . | S10 | . | T042 | 0.42 | 166.2627
DK_W_Offshore10 | . | S10 | . | T043 | 0.3 | 118.759
DK_W_Offshore10 | . | S10 | . | T044 | 0.3 | 118.759
DK_W_Offshore10 | . | S10 | . | T045 | 0.3 | 118.759
DK_W_Offshore10 | . | S10 | . | T046 | 0.42 | 166.2627
DK_W_Offshore10 | . | S10 | . | T047 | 0.42 | 166.2627
DK_W_Offshore10 | . | S10 | . | T048 | 0.42 | 166.2627
DK_W_Offshore10 | . | S10 | . | T049 | 0.42 | 166.2627
DK_W_Offshore10 | . | S10 | . | T050 | 0.42 | 166.2627
DK_W_Offshore10 | . | S10 | . | T051 | 0.42 | 166.2627
DK_W_Offshore10 | . | S10 | . | T052 | 0.42 | 166.2627
DK_W_Offshore10 | . | S10 | . | T053 | 0.42 | 166.2627
DK_W_Offshore10 | . | S10 | . | T054 | 0.42 | 166.2627
DK_W_Offshore10 | . | S10 | . | T055 | 0.42 | 166.2627
DK_W_Offshore10 | . | S10 | . | T056 | 0.19 | 75.2141
DK_W_Offshore10 | . | S10 | . | T057 | 0.19 | 75.2141
DK_W_Offshore10 | . | S10 | . | T058 | 0.3 | 118.759
DK_W_Offshore10 | . | S10 | . | T059 | 0.3 | 118.759
DK_W_Offshore10 | . | S10 | . | T060 | 0.42 | 166.2627
DK_W_Offshore10 | . | S10 | . | T061 | 0.42 | 166.2627
DK_W_Offshore10 | . | S10 | . | T062 | 0.42 | 166.2627
DK_W_Offshore10 | . | S10 | . | T063 | 0.42 | 166.2627
DK_W_Offshore10 | . | S10 | . | T064 | 0.57 | 225.6422
DK_W_Offshore10 | . | S10 | . | T065 | 0.57 | 225.6422
DK_W_Offshore10 | . | S10 | . | T066 | 0.57 | 225.6422
DK_W_Offshore10 | . | S10 | . | T067 | 0.57 | 225.6422
DK_W_Offshore10 | . | S10 | . | T068 | 0.57 | 225.6422
DK_W_Offshore10 | . | S10 | . | T069 | 0.72 | 285.0217
DK_W_Offshore10 | . | S10 | . | T070 | 0.85 | 336.484
DK_W_Offshore10 | . | S10 | . | T071 | 0.85 | 336.484
DK_W_Offshore10 | . | S10 | . | T072 | 0.85 | 336.484
DK_W_Offshore10 | . | S10 | . | T073 | 0.95 | 376.0703
DK_W_Offshore10 | . | S10 | . | T074 | 0.95 | 376.0703
DK_W_Offshore10 | . | S10 | . | T075 | 0.95 | 376.0703
DK_W_Offshore10 | . | S10 | . | T076 | 0.95 | 376.0703
DK_W_Offshore10 | . | S10 | . | T077 | 0.95 | 376.0703
DK_W_Offshore10 | . | S10 | . | T078 | 0.99 | 391.9049
DK_W_Offshore10 | . | S10 | . | T079 | 0.99 | 391.9049
DK_W_Offshore10 | . | S10 | . | T080 | 0.99 | 391.9049
DK_W_Offshore10 | . | S10 | . | T081 | 1 | 395.8635
DK_W_Offshore10 | . | S10 | . | T082 | 1 | 395.8635
DK_W_Offshore10 | . | S10 | . | T083 | 1 | 395.8635
DK_W_Offshore10 | . | S10 | . | T084 | 0.99 | 391.9049
DK_W_Offshore10 | . | S10 | . | T085 | 0.99 | 391.9049
DK_W_Offshore10 | . | S10 | . | T086 | 0.95 | 376.0703
DK_W_Offshore10 | . | S10 | . | T087 | 0.95 | 376.0703
DK_W_Offshore10 | . | S10 | . | T088 | 0.95 | 376.0703
DK_W_Offshore10 | . | S10 | . | T089 | 0.85 | 336.484
DK_W_Offshore10 | . | S10 | . | T090 | 0.72 | 285.0217
DK_W_Offshore10 | . | S10 | . | T091 | 0.72 | 285.0217
DK_W_Offshore10 | . | S10 | . | T092 | 0.57 | 225.6422
DK_W_Offshore10 | . | S10 | . | T093 | 0.42 | 166.2627
DK_W_Offshore10 | . | S10 | . | T094 | 0.3 | 118.759
DK_W_Offshore10 | . | S10 | . | T095 | 0.3 | 118.759
DK_W_Offshore10 | . | S10 | . | T096 | 0.3 | 118.759
DK_W_Offshore10 | . | S10 | . | T097 | 0.3 | 118.759
DK_W_Offshore10 | . | S10 | . | T098 | 0.3 | 118.759
DK_W_Offshore10 | . | S10 | . | T099 | 0.19 | 75.2141
DK_W_Offshore10 | . | S10 | . | T100 | 0.19 | 75.2141
DK_W_Offshore10 | . | S10 | . | T101 | 0.19 | 75.2141
DK_W_Offshore10 | . | S10 | . | T102 | 0.19 | 75.2141
DK_W_Offshore10 | . | S10 | . | T103 | 0.19 | 75.2141
DK_W_Offshore10 | . | S10 | . | T104 | 0.06 | 23.7518
DK_W_Offshore10 | . | S10 | . | T105 | 0.06 | 23.7518
DK_W_Offshore10 | . | S10 | . | T106 | 0.12 | 47.5036
DK_W_Offshore10 | . | S10 | . | T107 | 0.19 | 75.2141
DK_W_Offshore10 | . | S10 | . | T108 | 0.3 | 118.759
DK_W_Offshore10 | . | S10 | . | T109 | 0.3 | 118.759
DK_W_Offshore10 | . | S10 | . | T110 | 0.3 | 118.759
DK_W_Offshore10 | . | S10 | . | T111 | 0.3 | 118.759
DK_W_Offshore10 | . | S10 | . | T112 | 0.42 | 166.2627
DK_W_Offshore10 | . | S10 | . | T113 | 0.57 | 225.6422
DK_W_Offshore10 | . | S10 | . | T114 | 0.85 | 336.484
DK_W_Offshore10 | . | S10 | . | T115 | 0.85 | 336.484
DK_W_Offshore10 | . | S10 | . | T116 | 0.95 | 376.0703
DK_W_Offshore10 | . | S10 | . | T117 | 0.95 | 376.0703
DK_W_Offshore10 | . | S10 | . | T118 | 0.95 | 376.0703
DK_W_Offshore10 | . | S10 | . | T119 | 0.95 | 376.0703
DK_W_Offshore10 | . | S10 | . | T120 | 0.95 | 376.0703
DK_W_Offshore10 | . | S10 | . | T121 | 0.99 | 391.9049
DK_W_Offshore10 | . | S10 | . | T122 | 0.99 | 391.9049
DK_W_Offshore10 | . | S10 | . | T123 | 0.99 | 391.9049
DK_W_Offshore10 | . | S10 | . | T124 | 0.95 | 376.0703
DK_W_Offshore10 | . | S10 | . | T125 | 0.85 | 336.484
DK_W_Offshore10 | . | S10 | . | T126 | 0.85 | 336.484
DK_W_Offshore10 | . | S10 | . | T127 | 0.95 | 376.0703
DK_W_Offshore10 | . | S10 | . | T128 | 0.99 | 391.9049
DK_W_Offshore10 | . | S10 | . | T129 | 0.99 | 391.9049
DK_W_Offshore10 | . | S10 | . | T130 | 0.99 | 391.9049
DK_W_Offshore10 | . | S10 | . | T131 | 0.99 | 391.9049
DK_W_Offshore10 | . | S10 | . | T132 | 0.99 | 391.9049
DK_W_Offshore10 | . | S10 | . | T133 | 0.95 | 376.0703
DK_W_Offshore10 | . | S10 | . | T134 | 0.95 | 376.0703
DK_W_Offshore10 | . | S10 | . | T135 | 0.85 | 336.484
DK_W_Offshore10 | . | S10 | . | T136 | 0.85 | 336.484
DK_W_Offshore10 | . | S10 | . | T137 | 0.85 | 336.484
DK_W_Offshore10 | . | S10 | . | T138 | 0.72 | 285.0217
DK_W_Offshore10 | . | S10 | . | T139 | 0.72 | 285.0217
DK_W_Offshore10 | . | S10 | . | T140 | 0.72 | 285.0217
DK_W_Offshore10 | . | S10 | . | T141 | 0.57 | 225.6422
DK_W_Offshore10 | . | S10 | . | T142 | 0.57 | 225.6422
DK_W_Offshore10 | . | S10 | . | T143 | 0.57 | 225.6422
DK_W_Offshore10 | . | S10 | . | T144 | 0.57 | 225.6422
DK_W_Offshore10 | . | S10 | . | T145 | 0.57 | 225.6422
DK_W_Offshore10 | . | S10 | . | T146 | 0.57 | 225.6422
DK_W_Offshore10 | . | S10 | . | T147 | 0.72 | 285.0217
DK_W_Offshore10 | . | S10 | . | T148 | 0.72 | 285.0217
DK_W_Offshore10 | . | S10 | . | T149 | 0.57 | 225.6422
DK_W_Offshore10 | . | S10 | . | T150 | 0.57 | 225.6422
DK_W_Offshore10 | . | S10 | . | T151 | 0.57 | 225.6422
DK_W_Offshore10 | . | S10 | . | T152 | 0.42 | 166.2627
DK_W_Offshore10 | . | S10 | . | T153 | 0.42 | 166.2627
DK_W_Offshore10 | . | S10 | . | T154 | 0.42 | 166.2627
DK_W_Offshore10 | . | S10 | . | T155 | 0.42 | 166.2627
DK_W_Offshore10 | . | S10 | . | T156 | 0.42 | 166.2627
DK_W_Offshore10 | . | S10 | . | T157 | 0.42 | 166.2627
DK_W_Offshore10 | . | S10 | . | T158 | 0.42 | 166.2627
DK_W_Offshore10 | . | S10 | . | T159 | 0.42 | 166.2627
DK_W_Offshore10 | . | S10 | . | T160 | 0.42 | 166.2627
DK_W_Offshore10 | . | S10 | . | T161 | 0.42 | 166.2627
DK_W_Offshore10 | . | S10 | . | T162 | 0.3 | 118.759
DK_W_Offshore10 | . | S10 | . | T163 | 0.3 | 118.759
DK_W_Offshore10 | . | S10 | . | T164 | 0.3 | 118.759
DK_W_Offshore10 | . | S10 | . | T165 | 0.3 | 118.759
DK_W_Offshore10 | . | S10 | . | T166 | 0.19 | 75.2141
DK_W_Offshore10 | . | S10 | . | T167 | 0.19 | 75.2141
DK_W_Offshore10 | . | S10 | . | T168 | 0.19 | 75.2141
DK_W_Offshore10 | . | S11 | . | T001 | 0.3 | 118.759
DK_W_Offshore10 | . | S11 | . | T002 | 0.3 | 118.759
DK_W_Offshore10 | . | S11 | . | T003 | 0.3 | 118.759
DK_W_Offshore10 | . | S11 | . | T004 | 0.3 | 118.759
DK_W_Offshore10 | . | S11 | . | T005 | 0.3 | 118.759
DK_W_Offshore10 | . | S11 | . | T006 | 0.42 | 166.2627
DK_W_Offshore10 | . | S11 | . | T007 | 0.42 | 166.2627
DK_W_Offshore10 | . | S11 | . | T008 | 0.42 | 166.2627
DK_W_Offshore10 | . | S11 | . | T009 | 0.42 | 166.2627
DK_W_Offshore10 | . | S11 | . | T010 | 0.42 | 166.2627
DK_W_Offshore10 | . | S11 | . | T011 | 0.57 | 225.6422
DK_W_Offshore10 | . | S11 | . | T012 | 0.57 | 225.6422
DK_W_Offshore10 | . | S11 | . | T013 | 0.72 | 285.0217
DK_W_Offshore10 | . | S11 | . | T014 | 0.57 | 225.6422
DK_W_Offshore10 | . | S11 | . | T015 | 0.57 | 225.6422
DK_W_Offshore10 | . | S11 | . | T016 | 0.57 | 225.6422
DK_W_Offshore10 | . | S11 | . | T017 | 0.57 | 225.6422
DK_W_Offshore10 | . | S11 | . | T018 | 0.42 | 166.2627
DK_W_Offshore10 | . | S11 | . | T019 | 0.42 | 166.2627
DK_W_Offshore10 | . | S11 | . | T020 | 0.3 | 118.759
DK_W_Offshore10 | . | S11 | . | T021 | 0.19 | 75.2141
DK_W_Offshore10 | . | S11 | . | T022 | 0.19 | 75.2141
DK_W_Offshore10 | . | S11 | . | T023 | 0.3 | 118.759
DK_W_Offshore10 | . | S11 | . | T024 | 0.57 | 225.6422
DK_W_Offshore10 | . | S11 | . | T025 | 0.85 | 336.484
DK_W_Offshore10 | . | S11 | . | T026 | 0.85 | 336.484
DK_W_Offshore10 | . | S11 | . | T027 | 0.72 | 285.0217
DK_W_Offshore10 | . | S11 | . | T028 | 0.72 | 285.0217
DK_W_Offshore10 | . | S11 | . | T029 | 0.85 | 336.484
DK_W_Offshore10 | . | S11 | . | T030 | 0.95 | 376.0703
DK_W_Offshore10 | . | S11 | . | T031 | 0.99 | 391.9049
DK_W_Offshore10 | . | S11 | . | T032 | 1 | 395.8635
DK_W_Offshore10 | . | S11 | . | T033 | 1 | 395.8635
DK_W_Offshore10 | . | S11 | . | T034 | 1 | 395.8635
DK_W_Offshore10 | . | S11 | . | T035 | 1 | 395.8635
DK_W_Offshore10 | . | S11 | . | T036 | 1 | 395.8635
DK_W_Offshore10 | . | S11 | . | T037 | 1 | 395.8635
DK_W_Offshore10 | . | S11 | . | T038 | 1 | 395.8635
DK_W_Offshore10 | . | S11 | . | T039 | 0.99 | 391.9049
DK_W_Offshore10 | . | S11 | . | T040 | 0.95 | 376.0703
DK_W_Offshore10 | . | S11 | . | T041 | 0.95 | 376.0703
DK_W_Offshore10 | . | S11 | . | T042 | 0.95 | 376.0703
DK_W_Offshore10 | . | S11 | . | T043 | 0.95 | 376.0703
DK_W_Offshore10 | . | S11 | . | T044 | 0.95 | 376.0703
DK_W_Offshore10 | . | S11 | . | T045 | 0.85 | 336.484
DK_W_Offshore10 | . | S11 | . | T046 | 0.85 | 336.484
DK_W_Offshore10 | . | S11 | . | T047 | 0.85 | 336.484
DK_W_Offshore10 | . | S11 | . | T048 | 0.72 | 285.0217
DK_W_Offshore10 | . | S11 | . | T049 | 0.72 | 285.0217
DK_W_Offshore10 | . | S11 | . | T050 | 0.85 | 336.484
DK_W_Offshore10 | . | S11 | . | T051 | 0.85 | 336.484
DK_W_Offshore10 | . | S11 | . | T052 | 0.95 | 376.0703
DK_W_Offshore10 | . | S11 | . | T053 | 0.95 | 376.0703
DK_W_Offshore10 | . | S11 | . | T054 | 0.85 | 336.484
DK_W_Offshore10 | . | S11 | . | T055 | 0.85 | 336.484
DK_W_Offshore10 | . | S11 | . | T056 | 0.85 | 336.484
DK_W_Offshore10 | . | S11 | . | T057 | 0.72 | 285.0217
DK_W_Offshore10 | . | S11 | . | T058 | 0.57 | 225.6422
DK_W_Offshore10 | . | S11 | . | T059 | 0.57 | 225.6422
DK_W_Offshore10 | . | S11 | . | T060 | 0.57 | 225.6422
DK_W_Offshore10 | . | S11 | . | T061 | 0.57 | 225.6422
DK_W_Offshore10 | . | S11 | . | T062 | 0.57 | 225.6422
DK_W_Offshore10 | . | S11 | . | T063 | 0.57 | 225.6422
DK_W_Offshore10 | . | S11 | . | T064 | 0.42 | 166.2627
DK_W_Offshore10 | . | S11 | . | T065 | 0.42 | 166.2627
DK_W_Offshore10 | . | S11 | . | T066 | 0.42 | 166.2627
DK_W_Offshore10 | . | S11 | . | T067 | 0.42 | 166.2627
DK_W_Offshore10 | . | S11 | . | T068 | 0.3 | 118.759
DK_W_Offshore10 | . | S11 | . | T069 | 0.3 | 118.759
DK_W_Offshore10 | . | S11 | . | T070 | 0.19 | 75.2141
DK_W_Offshore10 | . | S11 | . | T071 | 0.12 | 47.5036
DK_W_Offshore10 | . | S11 | . | T072 | 0.06 | 23.7518
DK_W_Offshore10 | . | S11 | . | T073 | 0 | 0
DK_W_Offshore10 | . | S11 | . | T074 | 0 | 0
DK_W_Offshore10 | . | S11 | . | T075 | 0.03 | 11.8759
DK_W_Offshore10 | . | S11 | . | T076 | 0.19 | 75.2141
DK_W_Offshore10 | . | S11 | . | T077 | 0.42 | 166.2627
DK_W_Offshore10 | . | S11 | . | T078 | 0.57 | 225.6422
DK_W_Offshore10 | . | S11 | . | T079 | 0.57 | 225.6422
DK_W_Offshore10 | . | S11 | . | T080 | 0.3 | 118.759
DK_W_Offshore10 | . | S11 | . | T081 | 0.3 | 118.759
DK_W_Offshore10 | . | S11 | . | T082 | 0.3 | 118.759
DK_W_Offshore10 | . | S11 | . | T083 | 0.3 | 118.759
DK_W_Offshore10 | . | S11 | . | T084 | 0.3 | 118.759
DK_W_Offshore10 | . | S11 | . | T085 | 0.42 | 166.2627
DK_W_Offshore10 | . | S11 | . | T086 | 0.57 | 225.6422
DK_W_Offshore10 | . | S11 | . | T087 | 0.57 | 225.6422
DK_W_Offshore10 | . | S11 | . | T088 | 0.72 | 285.0217
DK_W_Offshore10 | . | S11 | . | T089 | 0.72 | 285.0217
DK_W_Offshore10 | . | S11 | . | T090 | 0.72 | 285.0217
DK_W_Offshore10 | . | S11 | . | T091 | 0.57 | 225.6422
DK_W_Offshore10 | . | S11 | . | T092 | 0.57 | 225.6422
DK_W_Offshore10 | . | S11 | . | T093 | 0.57 | 225.6422
DK_W_Offshore10 | . | S11 | . | T094 | 0.57 | 225.6422
DK_W_Offshore10 | . | S11 | . | T095 | 0.42 | 166.2627
DK_W_Offshore10 | . | S11 | . | T096 | 0.42 | 166.2627
DK_W_Offshore10 | . | S11 | . | T097 | 0.42 | 166.2627
DK_W_Offshore10 | . | S11 | . | T098 | 0.42 | 166.2627
DK_W_Offshore10 | . | S11 | . | T099 | 0.3 | 118.759
DK_W_Offshore10 | . | S11 | . | T100 | 0.19 | 75.2141
DK_W_Offshore10 | . | S11 | . | T101 | 0.19 | 75.2141
DK_W_Offshore10 | . | S11 | . | T102 | 0.19 | 75.2141
DK_W_Offshore10 | . | S11 | . | T103 | 0.12 | 47.5036
DK_W_Offshore10 | . | S11 | . | T104 | 0.12 | 47.5036
DK_W_Offshore10 | . | S11 | . | T105 | 0.12 | 47.5036
DK_W_Offshore10 | . | S11 | . | T106 | 0.12 | 47.5036
DK_W_Offshore10 | . | S11 | . | T107 | 0.12 | 47.5036
DK_W_Offshore10 | . | S11 | . | T108 | 0.12 | 47.5036
DK_W_Offshore10 | . | S11 | . | T109 | 0.12 | 47.5036
DK_W_Offshore10 | . | S11 | . | T110 | 0.12 | 47.5036
DK_W_Offshore10 | . | S11 | . | T111 | 0.12 | 47.5036
DK_W_Offshore10 | . | S11 | . | T112 | 0.12 | 47.5036
DK_W_Offshore10 | . | S11 | . | T113 | 0.12 | 47.5036
DK_W_Offshore10 | . | S11 | . | T114 | 0.12 | 47.5036
DK_W_Offshore10 | . | S11 | . | T115 | 0.12 | 47.5036
DK_W_Offshore10 | . | S11 | . | T116 | 0.06 | 23.7518
DK_W_Offshore10 | . | S11 | . | T117 | 0.12 | 47.5036
DK_W_Offshore10 | . | S11 | . | T118 | 0.12 | 47.5036
DK_W_Offshore10 | . | S11 | . | T119 | 0.12 | 47.5036
DK_W_Offshore10 | . | S11 | . | T120 | 0.12 | 47.5036
DK_W_Offshore10 | . | S11 | . | T121 | 0.19 | 75.2141
DK_W_Offshore10 | . | S11 | . | T122 | 0.19 | 75.2141
DK_W_Offshore10 | . | S11 | . | T123 | 0.19 | 75.2141
DK_W_Offshore10 | . | S11 | . | T124 | 0.19 | 75.2141
DK_W_Offshore10 | . | S11 | . | T125 | 0.19 | 75.2141
DK_W_Offshore10 | . | S11 | . | T126 | 0.19 | 75.2141
DK_W_Offshore10 | . | S11 | . | T127 | 0.19 | 75.2141
DK_W_Offshore10 | . | S11 | . | T128 | 0.3 | 118.759
DK_W_Offshore10 | . | S11 | . | T129 | 0.3 | 118.759
DK_W_Offshore10 | . | S11 | . | T130 | 0.3 | 118.759
DK_W_Offshore10 | . | S11 | . | T131 | 0.3 | 118.759
DK_W_Offshore10 | . | S11 | . | T132 | 0.19 | 75.2141
DK_W_Offshore10 | . | S11 | . | T133 | 0.19 | 75.2141
DK_W_Offshore10 | . | S11 | . | T134 | 0.19 | 75.2141
DK_W_Offshore10 | . | S11 | . | T135 | 0.19 | 75.2141
DK_W_Offshore10 | . | S11 | . | T136 | 0.19 | 75.2141
DK_W_Offshore10 | . | S11 | . | T137 | 0.19 | 75.2141
DK_W_Offshore10 | . | S11 | . | T138 | 0.12 | 47.5036
DK_W_Offshore10 | . | S11 | . | T139 | 0.12 | 47.5036
DK_W_Offshore10 | . | S11 | . | T140 | 0.06 | 23.7518
DK_W_Offshore10 | . | S11 | . | T141 | 0.06 | 23.7518
DK_W_Offshore10 | . | S11 | . | T142 | 0.06 | 23.7518
DK_W_Offshore10 | . | S11 | . | T143 | 0.06 | 23.7518
DK_W_Offshore10 | . | S11 | . | T144 | 0.06 | 23.7518
DK_W_Offshore10 | . | S11 | . | T145 | 0.06 | 23.7518
DK_W_Offshore10 | . | S11 | . | T146 | 0.03 | 11.8759
DK_W_Offshore10 | . | S11 | . | T147 | 0.03 | 11.8759
DK_W_Offshore10 | . | S11 | . | T148 | 0.03 | 11.8759
DK_W_Offshore10 | . | S11 | . | T149 | 0.03 | 11.8759
DK_W_Offshore10 | . | S11 | . | T150 | 0.03 | 11.8759
DK_W_Offshore10 | . | S11 | . | T151 | 0.03 | 11.8759
DK_W_Offshore10 | . | S11 | . | T152 | 0.06 | 23.7518
DK_W_Offshore10 | . | S11 | . | T153 | 0.06 | 23.7518
DK_W_Offshore10 | . | S11 | . | T154 | 0.12 | 47.5036
DK_W_Offshore10 | . | S11 | . | T155 | 0.19 | 75.2141
DK_W_Offshore10 | . | S11 | . | T156 | 0.3 | 118.759
DK_W_Offshore10 | . | S11 | . | T157 | 0.42 | 166.2627
DK_W_Offshore10 | . | S11 | . | T158 | 0.42 | 166.2627
DK_W_Offshore10 | . | S11 | . | T159 | 0.42 | 166.2627
DK_W_Offshore10 | . | S11 | . | T160 | 0.42 | 166.2627
DK_W_Offshore10 | . | S11 | . | T161 | 0.42 | 166.2627
DK_W_Offshore10 | . | S11 | . | T162 | 0.3 | 118.759
DK_W_Offshore10 | . | S11 | . | T163 | 0.42 | 166.2627
DK_W_Offshore10 | . | S11 | . | T164 | 0.72 | 285.0217
DK_W_Offshore10 | . | S11 | . | T165 | 0.85 | 336.484
DK_W_Offshore10 | . | S11 | . | T166 | 0.85 | 336.484
DK_W_Offshore10 | . | S11 | . | T167 | 0.72 | 285.0217
DK_W_Offshore10 | . | S11 | . | T168 | 0.57 | 225.6422
DK_W_Offshore10 | . | S12 | . | T001 | 0.57 | 225.6422
DK_W_Offshore10 | . | S12 | . | T002 | 0.57 | 225.6422
DK_W_Offshore10 | . | S12 | . | T003 | 0.72 | 285.0217
DK_W_Offshore10 | . | S12 | . | T004 | 0.85 | 336.484
DK_W_Offshore10 | . | S12 | . | T005 | 0.85 | 336.484
DK_W_Offshore10 | . | S12 | . | T006 | 0.85 | 336.484
DK_W_Offshore10 | . | S12 | . | T007 | 0.85 | 336.484
DK_W_Offshore10 | . | S12 | . | T008 | 0.99 | 391.9049
DK_W_Offshore10 | . | S12 | . | T009 | 0.99 | 391.9049
DK_W_Offshore10 | . | S12 | . | T010 | 0.99 | 391.9049
DK_W_Offshore10 | . | S12 | . | T011 | 0.99 | 391.9049
DK_W_Offshore10 | . | S12 | . | T012 | 0.95 | 376.0703
DK_W_Offshore10 | . | S12 | . | T013 | 0.99 | 391.9049
DK_W_Offshore10 | . | S12 | . | T014 | 0.99 | 391.9049
DK_W_Offshore10 | . | S12 | . | T015 | 0.95 | 376.0703
DK_W_Offshore10 | . | S12 | . | T016 | 0.99 | 391.9049
DK_W_Offshore10 | . | S12 | . | T017 | 1 | 395.8635
DK_W_Offshore10 | . | S12 | . | T018 | 1 | 395.8635
DK_W_Offshore10 | . | S12 | . | T019 | 1 | 395.8635
DK_W_Offshore10 | . | S12 | . | T020 | 1 | 395.8635
DK_W_Offshore10 | . | S12 | . | T021 | 1 | 395.8635
DK_W_Offshore10 | . | S12 | . | T022 | 1 | 395.8635
DK_W_Offshore10 | . | S12 | . | T023 | 1 | 395.8635
DK_W_Offshore10 | . | S12 | . | T024 | 1 | 395.8635
DK_W_Offshore10 | . | S12 | . | T025 | 1 | 395.8635
DK_W_Offshore10 | . | S12 | . | T026 | 1 | 395.8635
DK_W_Offshore10 | . | S12 | . | T027 | 1 | 395.8635
DK_W_Offshore10 | . | S12 | . | T028 | 1 | 395.8635
DK_W_Offshore10 | . | S12 | . | T029 | 1 | 395.8635
DK_W_Offshore10 | . | S12 | . | T030 | 1 | 395.8635
DK_W_Offshore10 | . | S12 | . | T031 | 1 | 395.8635
DK_W_Offshore10 | . | S12 | . | T032 | 1 | 395.8635
DK_W_Offshore10 | . | S12 | . | T033 | 1 | 395.8635
DK_W_Offshore10 | . | S12 | . | T034 | 1 | 395.8635
DK_W_Offshore10 | . | S12 | . | T035 | 0.99 | 391.9049
DK_W_Offshore10 | . | S12 | . | T036 | 0.95 | 376.0703
DK_W_Offshore10 | . | S12 | . | T037 | 0.85 | 336.484
DK_W_Offshore10 | . | S12 | . | T038 | 0.72 | 285.0217
DK_W_Offshore10 | . | S12 | . | T039 | 0.72 | 285.0217
DK_W_Offshore10 | . | S12 | . | T040 | 0.57 | 225.6422
DK_W_Offshore10 | . | S12 | . | T041 | 0.42 | 166.2627
DK_W_Offshore10 | . | S12 | . | T042 | 0.42 | 166.2627
DK_W_Offshore10 | . | S12 | . | T043 | 0.42 | 166.2627
DK_W_Offshore10 | . | S12 | . | T044 | 0.3 | 118.759
DK_W_Offshore10 | . | S12 | . | T045 | 0.3 | 118.759
DK_W_Offshore10 | . | S12 | . | T046 | 0.3 | 118.759
DK_W_Offshore10 | . | S12 | . | T047 | 0.3 | 118.759
DK_W_Offshore10 | . | S12 | . | T048 | 0.3 | 118.759
DK_W_Offshore10 | . | S12 | . | T049 | 0.19 | 75.2141
DK_W_Offshore10 | . | S12 | . | T050 | 0.19 | 75.2141
DK_W_Offshore10 | . | S12 | . | T051 | 0.12 | 47.5036
DK_W_Offshore10 | . | S12 | . | T052 | 0.12 | 47.5036
DK_W_Offshore10 | . | S12 | . | T053 | 0.06 | 23.7518
DK_W_Offshore10 | . | S12 | . | T054 | 0.03 | 11.8759
DK_W_Offshore10 | . | S12 | . | T055 | 0.03 | 11.8759
DK_W_Offshore10 | . | S12 | . | T056 | 0.03 | 11.8759
DK_W_Offshore10 | . | S12 | . | T057 | 0.03 | 11.8759
DK_W_Offshore10 | . | S12 | . | T058 | 0 | 0
DK_W_Offshore10 | . | S12 | . | T059 | 0 | 0
DK_W_Offshore10 | . | S12 | . | T060 | 0 | 0
DK_W_Offshore10 | . | S12 | . | T061 | 0 | 0
DK_W_Offshore10 | . | S12 | . | T062 | 0 | 0
DK_W_Offshore10 | . | S12 | . | T063 | 0 | 0
DK_W_Offshore10 | . | S12 | . | T064 | 0 | 0
DK_W_Offshore10 | . | S12 | . | T065 | 0 | 0
DK_W_Offshore10 | . | S12 | . | T066 | 0 | 0
DK_W_Offshore10 | . | S12 | . | T067 | 0 | 0
DK_W_Offshore10 | . | S12 | . | T068 | 0 | 0
DK_W_Offshore10 | . | S12 | . | T069 | 0 | 0
DK_W_Offshore10 | . | S12 | . | T070 | 0 | 0
DK_W_Offshore10 | . | S12 | . | T071 | 0 | 0
DK_W_Offshore10 | . | S12 | . | T072 | 0 | 0
DK_W_Offshore10 | . | S12 | . | T073 | 0 | 0
DK_W_Offshore10 | . | S12 | . | T074 | 0.03 | 11.8759
DK_W_Offshore10 | . | S12 | . | T075 | 0 | 0
DK_W_Offshore10 | . | S12 | . | T076 | 0 | 0
DK_W_Offshore10 | . | S12 | . | T077 | 0 | 0
DK_W_Offshore10 | . | S12 | . | T078 | 0 | 0
DK_W_Offshore10 | . | S12 | . | T079 | 0 | 0
DK_W_Offshore10 | . | S12 | . | T080 | 0 | 0
DK_W_Offshore10 | . | S12 | . | T081 | 0 | 0
DK_W_Offshore10 | . | S12 | . | T082 | 0 | 0
DK_W_Offshore10 | . | S12 | . | T083 | 0.03 | 11.8759
DK_W_Offshore10 | . | S12 | . | T084 | 0.12 | 47.5036
DK_W_Offshore10 | . | S12 | . | T085 | 0.19 | 75.2141
DK_W_Offshore10 | . | S12 | . | T086 | 0.3 | 118.759
DK_W_Offshore10 | . | S12 | . | T087 | 0.3 | 118.759
DK_W_Offshore10 | . | S12 | . | T088 | 0.3 | 118.759
DK_W_Offshore10 | . | S12 | . | T089 | 0.42 | 166.2627
DK_W_Offshore10 | . | S12 | . | T090 | 0.57 | 225.6422
DK_W_Offshore10 | . | S12 | . | T091 | 0.72 | 285.0217
DK_W_Offshore10 | . | S12 | . | T092 | 0.85 | 336.484
DK_W_Offshore10 | . | S12 | . | T093 | 0.95 | 376.0703
DK_W_Offshore10 | . | S12 | . | T094 | 0.95 | 376.0703
DK_W_Offshore10 | . | S12 | . | T095 | 0.85 | 336.484
DK_W_Offshore10 | . | S12 | . | T096 | 0.85 | 336.484
DK_W_Offshore10 | . | S12 | . | T097 | 0.85 | 336.484
DK_W_Offshore10 | . | S12 | . | T098 | 0.85 | 336.484
DK_W_Offshore10 | . | S12 | . | T099 | 0.85 | 336.484
DK_W_Offshore10 | . | S12 | . | T100 | 0.85 | 336.484
DK_W_Offshore10 | . | S12 | . | T101 | 0.95 | 376.0703
DK_W_Offshore10 | . | S12 | . | T102 | 0.95 | 376.0703
DK_W_Offshore10 | . | S12 | . | T103 | 0.95 | 376.0703
DK_W_Offshore10 | . | S12 | . | T104 | 0.99 | 391.9049
DK_W_Offshore10 | . | S12 | . | T105 | 0.95 | 376.0703
DK_W_Offshore10 | . | S12 | . | T106 | 0.95 | 376.0703
DK_W_Offshore10 | . | S12 | . | T107 | 0.95 | 376.0703
DK_W_Offshore10 | . | S12 | . | T108 | 0.85 | 336.484
DK_W_Offshore10 | . | S12 | . | T109 | 0.85 | 336.484
DK_W_Offshore10 | . | S12 | . | T110 | 0.85 | 336.484
DK_W_Offshore10 | . | S12 | . | T111 | 0.72 | 285.0217
DK_W_Offshore10 | . | S12 | . | T112 | 0.72 | 285.0217
DK_W_Offshore10 | . | S12 | . | T113 | 0.72 | 285.0217
DK_W_Offshore10 | . | S12 | . | T114 | 0.57 | 225.6422
DK_W_Offshore10 | . | S12 | . | T115 | 0.57 | 225.6422
DK_W_Offshore10 | . | S12 | . | T116 | 0.57 | 225.6422
DK_W_Offshore10 | . | S12 | . | T117 | 0.57 | 225.6422
DK_W_Offshore10 | . | S12 | . | T118 | 0.57 | 225.6422
DK_W_Offshore10 | . | S12 | . | T119 | 0.57 | 225.6422
DK_W_Offshore10 | . | S12 | . | T120 | 0.42 | 166.2627
DK_W_Offshore10 | . | S12 | . | T121 | 0.42 | 166.2627
DK_W_Offshore10 | . | S12 | . | T122 | 0.42 | 166.2627
DK_W_Offshore10 | . | S12 | . | T123 | 0.42 | 166.2627
DK_W_Offshore10 | . | S12 | . | T124 | 0.42 | 166.2627
DK_W_Offshore10 | . | S12 | . | T125 | 0.57 | 225.6422
DK_W_Offshore10 | . | S12 | . | T126 | 0.72 | 285.0217
DK_W_Offshore10 | . | S12 | . | T127 | 0.72 | 285.0217
DK_W_Offshore10 | . | S12 | . | T128 | 0.85 | 336.484
DK_W_Offshore10 | . | S12 | . | T129 | 0.95 | 376.0703
DK_W_Offshore10 | . | S12 | . | T130 | 0.95 | 376.0703
DK_W_Offshore10 | . | S12 | . | T131 | 0.99 | 391.9049
DK_W_Offshore10 | . | S12 | . | T132 | 0.99 | 391.9049
DK_W_Offshore10 | . | S12 | . | T133 | 0.99 | 391.9049
DK_W_Offshore10 | . | S12 | . | T134 | 0.99 | 391.9049
DK_W_Offshore10 | . | S12 | . | T135 | 0.95 | 376.0703
DK_W_Offshore10 | . | S12 | . | T136 | 0.95 | 376.0703
DK_W_Offshore10 | . | S12 | . | T137 | 0.95 | 376.0703
DK_W_Offshore10 | . | S12 | . | T138 | 0.99 | 391.9049
DK_W_Offshore10 | . | S12 | . | T139 | 0.99 | 391.9049
DK_W_Offshore10 | . | S12 | . | T140 | 0.99 | 391.9049
DK_W_Offshore10 | . | S12 | . | T141 | 0.95 | 376.0703
DK_W_Offshore10 | . | S12 | . | T142 | 0.85 | 336.484
DK_W_Offshore10 | . | S12 | . | T143 | 0.72 | 285.0217
DK_W_Offshore10 | . | S12 | . | T144 | 0.72 | 285.0217
DK_W_Offshore10 | . | S12 | . | T145 | 0.72 | 285.0217
DK_W_Offshore10 | . | S12 | . | T146 | 0.72 | 285.0217
DK_W_Offshore10 | . | S12 | . | T147 | 0.72 | 285.0217
DK_W_Offshore10 | . | S12 | . | T148 | 0.72 | 285.0217
DK_W_Offshore10 | . | S12 | . | T149 | 0.57 | 225.6422
DK_W_Offshore10 | . | S12 | . | T150 | 0.57 | 225.6422
DK_W_Offshore10 | . | S12 | . | T151 | 0.57 | 225.6422
DK_W_Offshore10 | . | S12 | . | T152 | 0.57 | 225.6422
DK_W_Offshore10 | . | S12 | . | T153 | 0.57 | 225.6422
DK_W_Offshore10 | . | S12 | . | T154 | 0.72 | 285.0217
DK_W_Offshore10 | . | S12 | . | T155 | 0.72 | 285.0217
DK_W_Offshore10 | . | S12 | . | T156 | 0.72 | 285.0217
DK_W_Offshore10 | . | S12 | . | T157 | 0.72 | 285.0217
DK_W_Offshore10 | . | S12 | . | T158 | 0.72 | 285.0217
DK_W_Offshore10 | . | S12 | . | T159 | 0.57 | 225.6422
DK_W_Offshore10 | . | S12 | . | T160 | 0.72 | 285.0217
DK_W_Offshore10 | . | S12 | . | T161 | 0.72 | 285.0217
DK_W_Offshore10 | . | S12 | . | T162 | 0.85 | 336.484
DK_W_Offshore10 | . | S12 | . | T163 | 0.85 | 336.484
DK_W_Offshore10 | . | S12 | . | T164 | 0.85 | 336.484
DK_W_Offshore10 | . | S12 | . | T165 | 0.85 | 336.484
DK_W_Offshore10 | . | S12 | . | T166 | 0.85 | 336.484
DK_W_Offshore10 | . | S12 | . | T167 | 0.95 | 376.0703
DK_W_Offshore10 | . | S12 | . | T168 | 0.95 | 376.0703
DK_W_Offshore10 | . | S13 | . | T001 | 0.95 | 376.0703
DK_W_Offshore10 | . | S13 | . | T002 | 0.95 | 376.0703
DK_W_Offshore10 | . | S13 | . | T003 | 0.95 | 376.0703
DK_W_Offshore10 | . | S13 | . | T004 | 0.95 | 376.0703
DK_W_Offshore10 | . | S13 | . | T005 | 0.99 | 391.9049
DK_W_Offshore10 | . | S13 | . | T006 | 0.99 | 391.9049
DK_W_Offshore10 | . | S13 | . | T007 | 1 | 395.8635
DK_W_Offshore10 | . | S13 | . | T008 | 1 | 395.8635
DK_W_Offshore10 | . | S13 | . | T009 | 1 | 395.8635
DK_W_Offshore10 | . | S13 | . | T010 | 1 | 395.8635
DK_W_Offshore10 | . | S13 | . | T011 | 1 | 395.8635
DK_W_Offshore10 | . | S13 | . | T012 | 0.99 | 391.9049
DK_W_Offshore10 | . | S13 | . | T013 | 0.99 | 391.9049
DK_W_Offshore10 | . | S13 | . | T014 | 0.99 | 391.9049
DK_W_Offshore10 | . | S13 | . | T015 | 0.95 | 376.0703
DK_W_Offshore10 | . | S13 | . | T016 | 0.95 | 376.0703
DK_W_Offshore10 | . | S13 | . | T017 | 0.95 | 376.0703
DK_W_Offshore10 | . | S13 | . | T018 | 0.95 | 376.0703
DK_W_Offshore10 | . | S13 | . | T019 | 0.99 | 391.9049
DK_W_Offshore10 | . | S13 | . | T020 | 0.99 | 391.9049
DK_W_Offshore10 | . | S13 | . | T021 | 0.99 | 391.9049
DK_W_Offshore10 | . | S13 | . | T022 | 0.95 | 376.0703
DK_W_Offshore10 | . | S13 | . | T023 | 0.85 | 336.484
DK_W_Offshore10 | . | S13 | . | T024 | 0.85 | 336.484
DK_W_Offshore10 | . | S13 | . | T025 | 0.85 | 336.484
DK_W_Offshore10 | . | S13 | . | T026 | 0.85 | 336.484
DK_W_Offshore10 | . | S13 | . | T027 | 0.85 | 336.484
DK_W_Offshore10 | . | S13 | . | T028 | 0.72 | 285.0217
DK_W_Offshore10 | . | S13 | . | T029 | 0.72 | 285.0217
DK_W_Offshore10 | . | S13 | . | T030 | 0.72 | 285.0217
DK_W_Offshore10 | . | S13 | . | T031 | 0.72 | 285.0217
DK_W_Offshore10 | . | S13 | . | T032 | 0.72 | 285.0217
DK_W_Offshore10 | . | S13 | . | T033 | 0.85 | 336.484
DK_W_Offshore10 | . | S13 | . | T034 | 0.72 | 285.0217
DK_W_Offshore10 | . | S13 | . | T035 | 0.72 | 285.0217
DK_W_Offshore10 | . | S13 | . | T036 | 0.57 | 225.6422
DK_W_Offshore10 | . | S13 | . | T037 | 0.57 | 225.6422
DK_W_Offshore10 | . | S13 | . | T038 | 0.42 | 166.2627
DK_W_Offshore10 | . | S13 | . | T039 | 0.57 | 225.6422
DK_W_Offshore10 | . | S13 | . | T040 | 0.57 | 225.6422
DK_W_Offshore10 | . | S13 | . | T041 | 0.57 | 225.6422
DK_W_Offshore10 | . | S13 | . | T042 | 0.57 | 225.6422
DK_W_Offshore10 | . | S13 | . | T043 | 0.72 | 285.0217
DK_W_Offshore10 | . | S13 | . | T044 | 0.85 | 336.484
DK_W_Offshore10 | . | S13 | . | T045 | 0.85 | 336.484
DK_W_Offshore10 | . | S13 | . | T046 | 0.85 | 336.484
DK_W_Offshore10 | . | S13 | . | T047 | 0.85 | 336.484
DK_W_Offshore10 | . | S13 | . | T048 | 0.85 | 336.484
DK_W_Offshore10 | . | S13 | . | T049 | 0.85 | 336.484
DK_W_Offshore10 | . | S13 | . | T050 | 0.85 | 336.484
DK_W_Offshore10 | . | S13 | . | T051 | 0.85 | 336.484
DK_W_Offshore10 | . | S13 | . | T052 | 0.95 | 376.0703
DK_W_Offshore10 | . | S13 | . | T053 | 0.95 | 376.0703
DK_W_Offshore10 | . | S13 | . | T054 | 0.95 | 376.0703
DK_W_Offshore10 | . | S13 | . | T055 | 0.95 | 376.0703
DK_W_Offshore10 | . | S13 | . | T056 | 0.95 | 376.0703
DK_W_Offshore10 | . | S13 | . | T057 | 0.99 | 391.9049
DK_W_Offshore10 | . | S13 | . | T058 | 0.99 | 391.9049
DK_W_Offshore10 | . | S13 | . | T059 | 1 | 395.8635
DK_W_Offshore10 | . | S13 | . | T060 | 1 | 395.8635
DK_W_Offshore10 | . | S13 | . | T061 | 1 | 395.8635
DK_W_Offshore10 | . | S13 | . | T062 | 1 | 395.8635
DK_W_Offshore10 | . | S13 | . | T063 | 1 | 395.8635
DK_W_Offshore10 | . | S13 | . | T064 | 1 | 395.8635
DK_W_Offshore10 | . | S13 | . | T065 | 1 | 395.8635
DK_W_Offshore10 | . | S13 | . | T066 | 1 | 395.8635
DK_W_Offshore10 | . | S13 | . | T067 | 1 | 395.8635
DK_W_Offshore10 | . | S13 | . | T068 | 1 | 395.8635
DK_W_Offshore10 | . | S13 | . | T069 | 1 | 395.8635
DK_W_Offshore10 | . | S13 | . | T070 | 1 | 395.8635
DK_W_Offshore10 | . | S13 | . | T071 | 1 | 395.8635
DK_W_Offshore10 | . | S13 | . | T072 | 1 | 395.8635
DK_W_Offshore10 | . | S13 | . | T073 | 1 | 395.8635
DK_W_Offshore10 | . | S13 | . | T074 | 1 | 395.8635
DK_W_Offshore10 | . | S13 | . | T075 | 1 | 395.8635
DK_W_Offshore10 | . | S13 | . | T076 | 1 | 395.8635
DK_W_Offshore10 | . | S13 | . | T077 | 1 | 395.8635
DK_W_Offshore10 | . | S13 | . | T078 | 1 | 395.8635
DK_W_Offshore10 | . | S13 | . | T079 | 1 | 395.8635
DK_W_Offshore10 | . | S13 | . | T080 | 1 | 395.8635
DK_W_Offshore10 | . | S13 | . | T081 | 1 | 395.8635
DK_W_Offshore10 | . | S13 | . | T082 | 1 | 395.8635
DK_W_Offshore10 | . | S13 | . | T083 | 1 | 395.8635
DK_W_Offshore10 | . | S13 | . | T084 | 1 | 395.8635
DK_W_Offshore10 | . | S13 | . | T085 | 1 | 395.8635
DK_W_Offshore10 | . | S13 | . | T086 | 1 | 395.8635
DK_W_Offshore10 | . | S13 | . | T087 | 1 | 395.8635
DK_W_Offshore10 | . | S13 | . | T088 | 1 | 395.8635
DK_W_Offshore10 | . | S13 | . | T089 | 1 | 395.8635
DK_W_Offshore10 | . | S13 | . | T090 | 1 | 395.8635
DK_W_Offshore10 | . | S13 | . | T091 | 1 | 395.8635
DK_W_Offshore10 | . | S13 | . | T092 | 1 | 395.8635
DK_W_Offshore10 | . | S13 | . | T093 | 1 | 395.8635
DK_W_Offshore10 | . | S13 | . | T094 | 1 | 395.8635
DK_W_Offshore10 | . | S13 | . | T095 | 1 | 395.8635
DK_W_Offshore10 | . | S13 | . | T096 | 1 | 395.8635
DK_W_Offshore10 | . | S13 | . | T097 | 1 | 395.8635
DK_W_Offshore10 | . | S13 | . | T098 | 1 | 395.8635
DK_W_Offshore10 | . | S13 | . | T099 | 1 | 395.8635
DK_W_Offshore10 | . | S13 | . | T100 | 0.99 | 391.9049
DK_W_Offshore10 | . | S13 | . | T101 | 0.95 | 376.0703
DK_W_Offshore10 | . | S13 | . | T102 | 0.95 | 376.0703
DK_W_Offshore10 | . | S13 | . | T103 | 0.85 | 336.484
DK_W_Offshore10 | . | S13 | . | T104 | 0.85 | 336.484
DK_W_Offshore10 | . | S13 | . | T105 | 0.72 | 285.0217
DK_W_Offshore10 | . | S13 | . | T106 | 0.57 | 225.6422
DK_W_Offshore10 | . | S13 | . | T107 | 0.57 | 225.6422
DK_W_Offshore10 | . | S13 | . | T108 | 0.42 | 166.2627
DK_W_Offshore10 | . | S13 | . | T109 | 0.42 | 166.2627
DK_W_Offshore10 | . | S13 | . | T110 | 0.3 | 118.759
DK_W_Offshore10 | . | S13 | . | T111 | 0.12 | 47.5036
DK_W_Offshore10 | . | S13 | . | T112 | 0.06 | 23.7518
DK_W_Offshore10 | . | S13 | . | T113 | 0 | 0
DK_W_Offshore10 | . | S13 | . | T114 | 0 | 0
DK_W_Offshore10 | . | S13 | . | T115 | 0.03 | 11.8759
DK_W_Offshore10 | . | S13 | . | T116 | 0.12 | 47.5036
DK_W_Offshore10 | . | S13 | . | T117 | 0.19 | 75.2141
DK_W_Offshore10 | . | S13 | . | T118 | 0.19 | 75.2141
DK_W_Offshore10 | . | S13 | . | T119 | 0.19 | 75.2141
DK_W_Offshore10 | . | S13 | . | T120 | 0.12 | 47.5036
DK_W_Offshore10 | . | S13 | . | T121 | 0.12 | 47.5036
DK_W_Offshore10 | . | S13 | . | T122 | 0.12 | 47.5036
DK_W_Offshore10 | . | S13 | . | T123 | 0.12 | 47.5036
DK_W_Offshore10 | . | S13 | . | T124 | 0.19 | 75.2141
DK_W_Offshore10 | . | S13 | . | T125 | 0.19 | 75.2141
DK_W_Offshore10 | . | S13 | . | T126 | 0.3 | 118.759
DK_W_Offshore10 | . | S13 | . | T127 | 0.42 | 166.2627
DK_W_Offshore10 | . | S13 | . | T128 | 0.3 | 118.759
DK_W_Offshore10 | . | S13 | . | T129 | 0.3 | 118.759
DK_W_Offshore10 | . | S13 | . | T130 | 0.3 | 118.759
DK_W_Offshore10 | . | S13 | . | T131 | 0.42 | 166.2627
DK_W_Offshore10 | . | S13 | . | T132 | 0.42 | 166.2627
DK_W_Offshore10 | . | S13 | . | T133 | 0.42 | 166.2627
DK_W_Offshore10 | . | S13 | . | T134 | 0.42 | 166.2627
DK_W_Offshore10 | . | S13 | . | T135 | 0.42 | 166.2627
DK_W_Offshore10 | . | S13 | . | T136 | 0.57 | 225.6422
DK_W_Offshore10 | . | S13 | . | T137 | 0.57 | 225.6422
DK_W_Offshore10 | . | S13 | . | T138 | 0.57 | 225.6422
DK_W_Offshore10 | . | S13 | . | T139 | 0.57 | 225.6422
DK_W_Offshore10 | . | S13 | . | T140 | 0.57 | 225.6422
DK_W_Offshore10 | . | S13 | . | T141 | 0.57 | 225.6422
DK_W_Offshore10 | . | S13 | . | T142 | 0.57 | 225.6422
DK_W_Offshore10 | . | S13 | . | T143 | 0.42 | 166.2627
DK_W_Offshore10 | . | S13 | . | T144 | 0.42 | 166.2627
DK_W_Offshore10 | . | S13 | . | T145 | 0.42 | 166.2627
DK_W_Offshore10 | . | S13 | . | T146 | 0.42 | 166.2627
DK_W_Offshore10 | . | S13 | . | T147 | 0.42 | 166.2627
DK_W_Offshore10 | . | S13 | . | T148 | 0.42 | 166.2627
DK_W_Offshore10 | . | S13 | . | T149 | 0.57 | 225.6422
DK_W_Offshore10 | . | S13 | . | T150 | 0.57 | 225.6422
DK_W_Offshore10 | . | S13 | . | T151 | 0.72 | 285.0217
DK_W_Offshore10 | . | S13 | . | T152 | 0.85 | 336.484
DK_W_Offshore10 | . | S13 | . | T153 | 0.85 | 336.484
DK_W_Offshore10 | . | S13 | . | T154 | 0.95 | 376.0703
DK_W_Offshore10 | . | S13 | . | T155 | 0.99 | 391.9049
DK_W_Offshore10 | . | S13 | . | T156 | 0.99 | 391.9049
DK_W_Offshore10 | . | S13 | . | T157 | 1 | 395.8635
DK_W_Offshore10 | . | S13 | . | T158 | 1 | 395.8635
DK_W_Offshore10 | . | S13 | . | T159 | 1 | 395.8635
DK_W_Offshore10 | . | S13 | . | T160 | 1 | 395.8635
DK_W_Offshore10 | . | S13 | . | T161 | 1 | 395.8635
DK_W_Offshore10 | . | S13 | . | T162 | 1 | 395.8635
DK_W_Offshore10 | . | S13 | . | T163 | 1 | 395.8635
DK_W_Offshore10 | . | S13 | . | T164 | 1 | 395.8635
DK_W_Offshore10 | . | S13 | . | T165 | 1 | 395.8635
DK_W_Offshore10 | . | S13 | . | T166 | 0.99 | 391.9049
DK_W_Offshore10 | . | S13 | . | T167 | 0.95 | 376.0703
DK_W_Offshore10 | . | S13 | . | T168 | 0.85 | 336.484
DK_W_Offshore10 | . | S14 | . | T001 | 0.72 | 285.0217
DK_W_Offshore10 | . | S14 | . | T002 | 0.57 | 225.6422
DK_W_Offshore10 | . | S14 | . | T003 | 0.57 | 225.6422
DK_W_Offshore10 | . | S14 | . | T004 | 0.42 | 166.2627
DK_W_Offshore10 | . | S14 | . | T005 | 0.3 | 118.759
DK_W_Offshore10 | . | S14 | . | T006 | 0.3 | 118.759
DK_W_Offshore10 | . | S14 | . | T007 | 0.3 | 118.759
DK_W_Offshore10 | . | S14 | . | T008 | 0.3 | 118.759
DK_W_Offshore10 | . | S14 | . | T009 | 0.3 | 118.759
DK_W_Offshore10 | . | S14 | . | T010 | 0.3 | 118.759
DK_W_Offshore10 | . | S14 | . | T011 | 0.42 | 166.2627
DK_W_Offshore10 | . | S14 | . | T012 | 0.42 | 166.2627
DK_W_Offshore10 | . | S14 | . | T013 | 0.42 | 166.2627
DK_W_Offshore10 | . | S14 | . | T014 | 0.42 | 166.2627
DK_W_Offshore10 | . | S14 | . | T015 | 0.57 | 225.6422
DK_W_Offshore10 | . | S14 | . | T016 | 0.57 | 225.6422
DK_W_Offshore10 | . | S14 | . | T017 | 0.57 | 225.6422
DK_W_Offshore10 | . | S14 | . | T018 | 0.42 | 166.2627
DK_W_Offshore10 | . | S14 | . | T019 | 0.42 | 166.2627
DK_W_Offshore10 | . | S14 | . | T020 | 0.42 | 166.2627
DK_W_Offshore10 | . | S14 | . | T021 | 0.3 | 118.759
DK_W_Offshore10 | . | S14 | . | T022 | 0.3 | 118.759
DK_W_Offshore10 | . | S14 | . | T023 | 0.19 | 75.2141
DK_W_Offshore10 | . | S14 | . | T024 | 0.19 | 75.2141
DK_W_Offshore10 | . | S14 | . | T025 | 0.12 | 47.5036
DK_W_Offshore10 | . | S14 | . | T026 | 0.12 | 47.5036
DK_W_Offshore10 | . | S14 | . | T027 | 0.12 | 47.5036
DK_W_Offshore10 | . | S14 | . | T028 | 0.12 | 47.5036
DK_W_Offshore10 | . | S14 | . | T029 | 0.12 | 47.5036
DK_W_Offshore10 | . | S14 | . | T030 | 0.19 | 75.2141
DK_W_Offshore10 | . | S14 | . | T031 | 0.19 | 75.2141
DK_W_Offshore10 | . | S14 | . | T032 | 0.3 | 118.759
DK_W_Offshore10 | . | S14 | . | T033 | 0.3 | 118.759
DK_W_Offshore10 | . | S14 | . | T034 | 0.3 | 118.759
DK_W_Offshore10 | . | S14 | . | T035 | 0.42 | 166.2627
DK_W_Offshore10 | . | S14 | . | T036 | 0.57 | 225.6422
DK_W_Offshore10 | . | S14 | . | T037 | 0.72 | 285.0217
DK_W_Offshore10 | . | S14 | . | T038 | 0.72 | 285.0217
DK_W_Offshore10 | . | S14 | . | T039 | 0.72 | 285.0217
DK_W_Offshore10 | . | S14 | . | T040 | 0.72 | 285.0217
DK_W_Offshore10 | . | S14 | . | T041 | 0.72 | 285.0217
DK_W_Offshore10 | . | S14 | . | T042 | 0.95 | 376.0703
DK_W_Offshore10 | . | S14 | . | T043 | 0.99 | 391.9049
DK_W_Offshore10 | . | S14 | . | T044 | 1 | 395.8635
DK_W_Offshore10 | . | S14 | . | T045 | 1 | 395.8635
DK_W_Offshore10 | . | S14 | . | T046 | 1 | 395.8635
DK_W_Offshore10 | . | S14 | . | T047 | 1 | 395.8635
DK_W_Offshore10 | . | S14 | . | T048 | 1 | 395.8635
DK_W_Offshore10 | . | S14 | . | T049 | 0.99 | 391.9049
DK_W_Offshore10 | . | S14 | . | T050 | 0.99 | 391.9049
DK_W_Offshore10 | . | S14 | . | T051 | 0.99 | 391.9049
DK_W_Offshore10 | . | S14 | . | T052 | 0.99 | 391.9049
DK_W_Offshore10 | . | S14 | . | T053 | 0.95 | 376.0703
DK_W_Offshore10 | . | S14 | . | T054 | 0.95 | 376.0703
DK_W_Offshore10 | . | S14 | . | T055 | 0.95 | 376.0703
DK_W_Offshore10 | . | S14 | . | T056 | 0.99 | 391.9049
DK_W_Offshore10 | . | S14 | . | T057 | 0.95 | 376.0703
DK_W_Offshore10 | . | S14 | . | T058 | 0.95 | 376.0703
DK_W_Offshore10 | . | S14 | . | T059 | 0.95 | 376.0703
DK_W_Offshore10 | . | S14 | . | T060 | 0.95 | 376.0703
DK_W_Offshore10 | . | S14 | . | T061 | 0.95 | 376.0703
DK_W_Offshore10 | . | S14 | . | T062 | 0.95 | 376.0703
DK_W_Offshore10 | . | S14 | . | T063 | 0.85 | 336.484
DK_W_Offshore10 | . | S14 | . | T064 | 0.85 | 336.484
DK_W_Offshore10 | . | S14 | . | T065 | 0.85 | 336.484
DK_W_Offshore10 | . | S14 | . | T066 | 0.72 | 285.0217
DK_W_Offshore10 | . | S14 | . | T067 | 0.72 | 285.0217
DK_W_Offshore10 | . | S14 | . | T068 | 0.57 | 225.6422
DK_W_Offshore10 | . | S14 | . | T069 | 0.42 | 166.2627
DK_W_Offshore10 | . | S14 | . | T070 | 0.3 | 118.759
DK_W_Offshore10 | . | S14 | . | T071 | 0.3 | 118.759
DK_W_Offshore10 | . | S14 | . | T072 | 0.42 | 166.2627
DK_W_Offshore10 | . | S14 | . | T073 | 0.72 | 285.0217
DK_W_Offshore10 | . | S14 | . | T074 | 0.85 | 336.484
DK_W_Offshore10 | . | S14 | . | T075 | 0.99 | 391.9049
DK_W_Offshore10 | . | S14 | . | T076 | 1 | 395.8635
DK_W_Offshore10 | . | S14 | . | T077 | 0.99 | 391.9049
DK_W_Offshore10 | . | S14 | . | T078 | 0.99 | 391.9049
DK_W_Offshore10 | . | S14 | . | T079 | 0.99 | 391.9049
DK_W_Offshore10 | . | S14 | . | T080 | 1 | 395.8635
DK_W_Offshore10 | . | S14 | . | T081 | 1 | 395.8635
DK_W_Offshore10 | . | S14 | . | T082 | 1 | 395.8635
DK_W_Offshore10 | . | S14 | . | T083 | 1 | 395.8635
DK_W_Offshore10 | . | S14 | . | T084 | 1 | 395.8635
DK_W_Offshore10 | . | S14 | . | T085 | 1 | 395.8635
DK_W_Offshore10 | . | S14 | . | T086 | 1 | 395.8635
DK_W_Offshore10 | . | S14 | . | T087 | 0.99 | 391.9049
DK_W_Offshore10 | . | S14 | . | T088 | 0.85 | 336.484
DK_W_Offshore10 | . | S14 | . | T089 | 0.72 | 285.0217
DK_W_Offshore10 | . | S14 | . | T090 | 0.72 | 285.0217
DK_W_Offshore10 | . | S14 | . | T091 | 0.72 | 285.0217
DK_W_Offshore10 | . | S14 | . | T092 | 0.72 | 285.0217
DK_W_Offshore10 | . | S14 | . | T093 | 0.72 | 285.0217
DK_W_Offshore10 | . | S14 | . | T094 | 0.72 | 285.0217
DK_W_Offshore10 | . | S14 | . | T095 | 0.85 | 336.484
DK_W_Offshore10 | . | S14 | . | T096 | 0.85 | 336.484
DK_W_Offshore10 | . | S14 | . | T097 | 0.85 | 336.484
DK_W_Offshore10 | . | S14 | . | T098 | 0.95 | 376.0703
DK_W_Offshore10 | . | S14 | . | T099 | 0.99 | 391.9049
DK_W_Offshore10 | . | S14 | . | T100 | 0.99 | 391.9049
DK_W_Offshore10 | . | S14 | . | T101 | 0.99 | 391.9049
DK_W_Offshore10 | . | S14 | . | T102 | 0.99 | 391.9049
DK_W_Offshore10 | . | S14 | . | T103 | 0.99 | 391.9049
DK_W_Offshore10 | . | S14 | . | T104 | 0.99 | 391.9049
DK_W_Offshore10 | . | S14 | . | T105 | 0.95 | 376.0703
DK_W_Offshore10 | . | S14 | . | T106 | 0.95 | 376.0703
DK_W_Offshore10 | . | S14 | . | T107 | 0.95 | 376.0703
DK_W_Offshore10 | . | S14 | . | T108 | 0.95 | 376.0703
DK_W_Offshore10 | . | S14 | . | T109 | 0.95 | 376.0703
DK_W_Offshore10 | . | S14 | . | T110 | 0.95 | 376.0703
DK_W_Offshore10 | . | S14 | . | T111 | 0.85 | 336.484
DK_W_Offshore10 | . | S14 | . | T112 | 0.72 | 285.0217
DK_W_Offshore10 | . | S14 | . | T113 | 0.72 | 285.0217
DK_W_Offshore10 | . | S14 | . | T114 | 0.57 | 225.6422
DK_W_Offshore10 | . | S14 | . | T115 | 0.72 | 285.0217
DK_W_Offshore10 | . | S14 | . | T116 | 0.72 | 285.0217
DK_W_Offshore10 | . | S14 | . | T117 | 0.85 | 336.484
DK_W_Offshore10 | . | S14 | . | T118 | 0.85 | 336.484
DK_W_Offshore10 | . | S14 | . | T119 | 0.95 | 376.0703
DK_W_Offshore10 | . | S14 | . | T120 | 0.95 | 376.0703
DK_W_Offshore10 | . | S14 | . | T121 | 0.95 | 376.0703
DK_W_Offshore10 | . | S14 | . | T122 | 0.99 | 391.9049
DK_W_Offshore10 | . | S14 | . | T123 | 0.99 | 391.9049
DK_W_Offshore10 | . | S14 | . | T124 | 0.99 | 391.9049
DK_W_Offshore10 | . | S14 | . | T125 | 0.95 | 376.0703
DK_W_Offshore10 | . | S14 | . | T126 | 0.85 | 336.484
DK_W_Offshore10 | . | S14 | . | T127 | 0.85 | 336.484
DK_W_Offshore10 | . | S14 | . | T128 | 0.72 | 285.0217
DK_W_Offshore10 | . | S14 | . | T129 | 0.72 | 285.0217
DK_W_Offshore10 | . | S14 | . | T130 | 0.72 | 285.0217
DK_W_Offshore10 | . | S14 | . | T131 | 0.85 | 336.484
DK_W_Offshore10 | . | S14 | . | T132 | 0.85 | 336.484
DK_W_Offshore10 | . | S14 | . | T133 | 0.85 | 336.484
DK_W_Offshore10 | . | S14 | . | T134 | 0.95 | 376.0703
DK_W_Offshore10 | . | S14 | . | T135 | 0.85 | 336.484
DK_W_Offshore10 | . | S14 | . | T136 | 0.85 | 336.484
DK_W_Offshore10 | . | S14 | . | T137 | 0.85 | 336.484
DK_W_Offshore10 | . | S14 | . | T138 | 0.85 | 336.484
DK_W_Offshore10 | . | S14 | . | T139 | 0.72 | 285.0217
DK_W_Offshore10 | . | S14 | . | T140 | 0.72 | 285.0217
DK_W_Offshore10 | . | S14 | . | T141 | 0.57 | 225.6422
DK_W_Offshore10 | . | S14 | . | T142 | 0.42 | 166.2627
DK_W_Offshore10 | . | S14 | . | T143 | 0.3 | 118.759
DK_W_Offshore10 | . | S14 | . | T144 | 0.19 | 75.2141
DK_W_Offshore10 | . | S14 | . | T145 | 0.19 | 75.2141
DK_W_Offshore10 | . | S14 | . | T146 | 0.19 | 75.2141
DK_W_Offshore10 | . | S14 | . | T147 | 0.19 | 75.2141
DK_W_Offshore10 | . | S14 | . | T148 | 0.42 | 166.2627
DK_W_Offshore10 | . | S14 | . | T149 | 0.57 | 225.6422
DK_W_Offshore10 | . | S14 | . | T150 | 0.57 | 225.6422
DK_W_Offshore10 | . | S14 | . | T151 | 0.57 | 225.6422
DK_W_Offshore10 | . | S14 | . | T152 | 0.42 | 166.2627
DK_W_Offshore10 | . | S14 | . | T153 | 0.42 | 166.2627
DK_W_Offshore10 | . | S14 | . | T154 | 0.42 | 166.2627
DK_W_Offshore10 | . | S14 | . | T155 | 0.57 | 225.6422
DK_W_Offshore10 | . | S14 | . | T156 | 0.57 | 225.6422
DK_W_Offshore10 | . | S14 | . | T157 | 0.57 | 225.6422
DK_W_Offshore10 | . | S14 | . | T158 | 0.57 | 225.6422
DK_W_Offshore10 | . | S14 | . | T159 | 0.57 | 225.6422
DK_W_Offshore10 | . | S14 | . | T160 | 0.57 | 225.6422
DK_W_Offshore10 | . | S14 | . | T161 | 0.42 | 166.2627
DK_W_Offshore10 | . | S14 | . | T162 | 0.42 | 166.2627
DK_W_Offshore10 | . | S14 | . | T163 | 0.3 | 118.759
DK_W_Offshore10 | . | S14 | . | T164 | 0.3 | 118.759
DK_W_Offshore10 | . | S14 | . | T165 | 0.19 | 75.2141
DK_W_Offshore10 | . | S14 | . | T166 | 0.19 | 75.2141
DK_W_Offshore10 | . | S14 | . | T167 | 0.19 | 75.2141
DK_W_Offshore10 | . | S14 | . | T168 | 0.19 | 75.2141
DK_W_Offshore10 | . | S15 | . | T001 | 0.3 | 118.759
DK_W_Offshore10 | . | S15 | . | T002 | 0.3 | 118.759
DK_W_Offshore10 | . | S15 | . | T003 | 0.19 | 75.2141
DK_W_Offshore10 | . | S15 | . | T004 | 0.19 | 75.2141
DK_W_Offshore10 | . | S15 | . | T005 | 0.19 | 75.2141
DK_W_Offshore10 | . | S15 | . | T006 | 0.19 | 75.2141
DK_W_Offshore10 | . | S15 | . | T007 | 0.12 | 47.5036
DK_W_Offshore10 | . | S15 | . | T008 | 0.12 | 47.5036
DK_W_Offshore10 | . | S15 | . | T009 | 0.12 | 47.5036
DK_W_Offshore10 | . | S15 | . | T010 | 0.19 | 75.2141
DK_W_Offshore10 | . | S15 | . | T011 | 0.3 | 118.759
DK_W_Offshore10 | . | S15 | . | T012 | 0.42 | 166.2627
DK_W_Offshore10 | . | S15 | . | T013 | 0.42 | 166.2627
DK_W_Offshore10 | . | S15 | . | T014 | 0.57 | 225.6422
DK_W_Offshore10 | . | S15 | . | T015 | 0.57 | 225.6422
DK_W_Offshore10 | . | S15 | . | T016 | 0.42 | 166.2627
DK_W_Offshore10 | . | S15 | . | T017 | 0.42 | 166.2627
DK_W_Offshore10 | . | S15 | . | T018 | 0.42 | 166.2627
DK_W_Offshore10 | . | S15 | . | T019 | 0.57 | 225.6422
DK_W_Offshore10 | . | S15 | . | T020 | 0.57 | 225.6422
DK_W_Offshore10 | . | S15 | . | T021 | 0.57 | 225.6422
DK_W_Offshore10 | . | S15 | . | T022 | 0.57 | 225.6422
DK_W_Offshore10 | . | S15 | . | T023 | 0.57 | 225.6422
DK_W_Offshore10 | . | S15 | . | T024 | 0.57 | 225.6422
DK_W_Offshore10 | . | S15 | . | T025 | 0.42 | 166.2627
DK_W_Offshore10 | . | S15 | . | T026 | 0.42 | 166.2627
DK_W_Offshore10 | . | S15 | . | T027 | 0.3 | 118.759
DK_W_Offshore10 | . | S15 | . | T028 | 0.12 | 47.5036
DK_W_Offshore10 | . | S15 | . | T029 | 0.12 | 47.5036
DK_W_Offshore10 | . | S15 | . | T030 | 0.12 | 47.5036
DK_W_Offshore10 | . | S15 | . | T031 | 0.06 | 23.7518
DK_W_Offshore10 | . | S15 | . | T032 | 0.06 | 23.7518
DK_W_Offshore10 | . | S15 | . | T033 | 0.12 | 47.5036
DK_W_Offshore10 | . | S15 | . | T034 | 0.12 | 47.5036
DK_W_Offshore10 | . | S15 | . | T035 | 0.19 | 75.2141
DK_W_Offshore10 | . | S15 | . | T036 | 0.3 | 118.759
DK_W_Offshore10 | . | S15 | . | T037 | 0.3 | 118.759
DK_W_Offshore10 | . | S15 | . | T038 | 0.42 | 166.2627
DK_W_Offshore10 | . | S15 | . | T039 | 0.42 | 166.2627
DK_W_Offshore10 | . | S15 | . | T040 | 0.42 | 166.2627
DK_W_Offshore10 | . | S15 | . | T041 | 0.57 | 225.6422
DK_W_Offshore10 | . | S15 | . | T042 | 0.72 | 285.0217
DK_W_Offshore10 | . | S15 | . | T043 | 0.85 | 336.484
DK_W_Offshore10 | . | S15 | . | T044 | 0.85 | 336.484
DK_W_Offshore10 | . | S15 | . | T045 | 0.85 | 336.484
DK_W_Offshore10 | . | S15 | . | T046 | 0.85 | 336.484
DK_W_Offshore10 | . | S15 | . | T047 | 0.85 | 336.484
DK_W_Offshore10 | . | S15 | . | T048 | 0.85 | 336.484
DK_W_Offshore10 | . | S15 | . | T049 | 0.85 | 336.484
DK_W_Offshore10 | . | S15 | . | T050 | 0.85 | 336.484
DK_W_Offshore10 | . | S15 | . | T051 | 0.72 | 285.0217
DK_W_Offshore10 | . | S15 | . | T052 | 0.72 | 285.0217
DK_W_Offshore10 | . | S15 | . | T053 | 0.72 | 285.0217
DK_W_Offshore10 | . | S15 | . | T054 | 0.72 | 285.0217
DK_W_Offshore10 | . | S15 | . | T055 | 0.72 | 285.0217
DK_W_Offshore10 | . | S15 | . | T056 | 0.85 | 336.484
DK_W_Offshore10 | . | S15 | . | T057 | 0.85 | 336.484
DK_W_Offshore10 | . | S15 | . | T058 | 0.85 | 336.484
DK_W_Offshore10 | . | S15 | . | T059 | 0.85 | 336.484
DK_W_Offshore10 | . | S15 | . | T060 | 0.85 | 336.484
DK_W_Offshore10 | . | S15 | . | T061 | 0.95 | 376.0703
DK_W_Offshore10 | . | S15 | . | T062 | 0.95 | 376.0703
DK_W_Offshore10 | . | S15 | . | T063 | 0.95 | 376.0703
DK_W_Offshore10 | . | S15 | . | T064 | 0.95 | 376.0703
DK_W_Offshore10 | . | S15 | . | T065 | 0.85 | 336.484
DK_W_Offshore10 | . | S15 | . | T066 | 0.85 | 336.484
DK_W_Offshore10 | . | S15 | . | T067 | 0.85 | 336.484
DK_W_Offshore10 | . | S15 | . | T068 | 0.85 | 336.484
DK_W_Offshore10 | . | S15 | . | T069 | 0.72 | 285.0217
DK_W_Offshore10 | . | S15 | . | T070 | 0.72 | 285.0217
DK_W_Offshore10 | . | S15 | . | T071 | 0.72 | 285.0217
DK_W_Offshore10 | . | S15 | . | T072 | 0.72 | 285.0217
DK_W_Offshore10 | . | S15 | . | T073 | 0.57 | 225.6422
DK_W_Offshore10 | . | S15 | . | T074 | 0.57 | 225.6422
DK_W_Offshore10 | . | S15 | . | T075 | 0.42 | 166.2627
DK_W_Offshore10 | . | S15 | . | T076 | 0.57 | 225.6422
DK_W_Offshore10 | . | S15 | . | T077 | 0.42 | 166.2627
DK_W_Offshore10 | . | S15 | . | T078 | 0.42 | 166.2627
DK_W_Offshore10 | . | S15 | . | T079 | 0.3 | 118.759
DK_W_Offshore10 | . | S15 | . | T080 | 0.42 | 166.2627
DK_W_Offshore10 | . | S15 | . | T081 | 0.3 | 118.759
DK_W_Offshore10 | . | S15 | . | T082 | 0.19 | 75.2141
DK_W_Offshore10 | . | S15 | . | T083 | 0.19 | 75.2141
DK_W_Offshore10 | . | S15 | . | T084 | 0.19 | 75.2141
DK_W_Offshore10 | . | S15 | . | T085 | 0.19 | 75.2141
DK_W_Offshore10 | . | S15 | . | T086 | 0.19 | 75.2141
DK_W_Offshore10 | . | S15 | . | T087 | 0.3 | 118.759
DK_W_Offshore10 | . | S15 | . | T088 | 0.42 | 166.2627
DK_W_Offshore10 | . | S15 | . | T089 | 0.57 | 225.6422
DK_W_Offshore10 | . | S15 | . | T090 | 0.57 | 225.6422
DK_W_Offshore10 | . | S15 | . | T091 | 0.72 | 285.0217
DK_W_Offshore10 | . | S15 | . | T092 | 0.72 | 285.0217
DK_W_Offshore10 | . | S15 | . | T093 | 0.85 | 336.484
DK_W_Offshore10 | . | S15 | . | T094 | 0.85 | 336.484
DK_W_Offshore10 | . | S15 | . | T095 | 0.85 | 336.484
DK_W_Offshore10 | . | S15 | . | T096 | 0.85 | 336.484
DK_W_Offshore10 | . | S15 | . | T097 | 0.85 | 336.484
DK_W_Offshore10 | . | S15 | . | T098 | 0.95 | 376.0703
DK_W_Offshore10 | . | S15 | . | T099 | 0.95 | 376.0703
DK_W_Offshore10 | . | S15 | . | T100 | 1 | 395.8635
DK_W_Offshore10 | . | S15 | . | T101 | 1 | 395.8635
DK_W_Offshore10 | . | S15 | . | T102 | 1 | 395.8635
DK_W_Offshore10 | . | S15 | . | T103 | 1 | 395.8635
DK_W_Offshore10 | . | S15 | . | T104 | 1 | 395.8635
DK_W_Offshore10 | . | S15 | . | T105 | 1 | 395.8635
DK_W_Offshore10 | . | S15 | . | T106 | 1 | 395.8635
DK_W_Offshore10 | . | S15 | . | T107 | 1 | 395.8635
DK_W_Offshore10 | . | S15 | . | T108 | 1 | 395.8635
DK_W_Offshore10 | . | S15 | . | T109 | 0.95 | 376.0703
DK_W_Offshore10 | . | S15 | . | T110 | 0.85 | 336.484
DK_W_Offshore10 | . | S15 | . | T111 | 0.85 | 336.484
DK_W_Offshore10 | . | S15 | . | T112 | 0.85 | 336.484
DK_W_Offshore10 | . | S15 | . | T113 | 0.72 | 285.0217
DK_W_Offshore10 | . | S15 | . | T114 | 0.72 | 285.0217
DK_W_Offshore10 | . | S15 | . | T115 | 0.72 | 285.0217
DK_W_Offshore10 | . | S15 | . | T116 | 0.72 | 285.0217
DK_W_Offshore10 | . | S15 | . | T117 | 0.72 | 285.0217
DK_W_Offshore10 | . | S15 | . | T118 | 0.85 | 336.484
DK_W_Offshore10 | . | S15 | . | T119 | 0.85 | 336.484
DK_W_Offshore10 | . | S15 | . | T120 | 0.85 | 336.484
DK_W_Offshore10 | . | S15 | . | T121 | 0.85 | 336.484
DK_W_Offshore10 | . | S15 | . | T122 | 0.85 | 336.484
DK_W_Offshore10 | . | S15 | . | T123 | 0.85 | 336.484
DK_W_Offshore10 | . | S15 | . | T124 | 0.85 | 336.484
DK_W_Offshore10 | . | S15 | . | T125 | 0.72 | 285.0217
DK_W_Offshore10 | . | S15 | . | T126 | 0.72 | 285.0217
DK_W_Offshore10 | . | S15 | . | T127 | 0.72 | 285.0217
DK_W_Offshore10 | . | S15 | . | T128 | 0.72 | 285.0217
DK_W_Offshore10 | . | S15 | . | T129 | 0.57 | 225.6422
DK_W_Offshore10 | . | S15 | . | T130 | 0.57 | 225.6422
DK_W_Offshore10 | . | S15 | . | T131 | 0.57 | 225.6422
DK_W_Offshore10 | . | S15 | . | T132 | 0.57 | 225.6422
DK_W_Offshore10 | . | S15 | . | T133 | 0.57 | 225.6422
DK_W_Offshore10 | . | S15 | . | T134 | 0.72 | 285.0217
DK_W_Offshore10 | . | S15 | . | T135 | 0.72 | 285.0217
DK_W_Offshore10 | . | S15 | . | T136 | 0.72 | 285.0217
DK_W_Offshore10 | . | S15 | . | T137 | 0.72 | 285.0217
DK_W_Offshore10 | . | S15 | . | T138 | 0.72 | 285.0217
DK_W_Offshore10 | . | S15 | . | T139 | 0.57 | 225.6422
DK_W_Offshore10 | . | S15 | . | T140 | 0.42 | 166.2627
DK_W_Offshore10 | . | S15 | . | T141 | 0.42 | 166.2627
DK_W_Offshore10 | . | S15 | . | T142 | 0.3 | 118.759
DK_W_Offshore10 | . | S15 | . | T143 | 0.19 | 75.2141
DK_W_Offshore10 | . | S15 | . | T144 | 0.12 | 47.5036
DK_W_Offshore10 | . | S15 | . | T145 | 0.06 | 23.7518
DK_W_Offshore10 | . | S15 | . | T146 | 0.03 | 11.8759
DK_W_Offshore10 | . | S15 | . | T147 | 0 | 0
DK_W_Offshore10 | . | S15 | . | T148 | 0 | 0
DK_W_Offshore10 | . | S15 | . | T149 | 0 | 0
DK_W_Offshore10 | . | S15 | . | T150 | 0 | 0
DK_W_Offshore10 | . | S15 | . | T151 | 0 | 0
DK_W_Offshore10 | . | S15 | . | T152 | 0 | 0
DK_W_Offshore10 | . | S15 | . | T153 | 0.03 | 11.8759
DK_W_Offshore10 | . | S15 | . | T154 | 0.06 | 23.7518
DK_W_Offshore10 | . | S15 | . | T155 | 0.12 | 47.5036
DK_W_Offshore10 | . | S15 | . | T156 | 0.19 | 75.2141
DK_W_Offshore10 | . | S15 | . | T157 | 0.3 | 118.759
DK_W_Offshore10 | . | S15 | . | T158 | 0.42 | 166.2627
DK_W_Offshore10 | . | S15 | . | T159 | 0.57 | 225.6422
DK_W_Offshore10 | . | S15 | . | T160 | 0.57 | 225.6422
DK_W_Offshore10 | . | S15 | . | T161 | 0.72 | 285.0217
DK_W_Offshore10 | . | S15 | . | T162 | 0.85 | 336.484
DK_W_Offshore10 | . | S15 | . | T163 | 0.95 | 376.0703
DK_W_Offshore10 | . | S15 | . | T164 | 0.99 | 391.9049
DK_W_Offshore10 | . | S15 | . | T165 | 0.99 | 391.9049
DK_W_Offshore10 | . | S15 | . | T166 | 0.99 | 391.9049
DK_W_Offshore10 | . | S15 | . | T167 | 0.85 | 336.484
DK_W_Offshore10 | . | S15 | . | T168 | 0.72 | 285.0217
DK_W_Offshore10 | . | S16 | . | T001 | 0.42 | 166.2627
DK_W_Offshore10 | . | S16 | . | T002 | 0.3 | 118.759
DK_W_Offshore10 | . | S16 | . | T003 | 0.3 | 118.759
DK_W_Offshore10 | . | S16 | . | T004 | 0.19 | 75.2141
DK_W_Offshore10 | . | S16 | . | T005 | 0.19 | 75.2141
DK_W_Offshore10 | . | S16 | . | T006 | 0.19 | 75.2141
DK_W_Offshore10 | . | S16 | . | T007 | 0.19 | 75.2141
DK_W_Offshore10 | . | S16 | . | T008 | 0.3 | 118.759
DK_W_Offshore10 | . | S16 | . | T009 | 0.3 | 118.759
DK_W_Offshore10 | . | S16 | . | T010 | 0.3 | 118.759
DK_W_Offshore10 | . | S16 | . | T011 | 0.3 | 118.759
DK_W_Offshore10 | . | S16 | . | T012 | 0.3 | 118.759
DK_W_Offshore10 | . | S16 | . | T013 | 0.19 | 75.2141
DK_W_Offshore10 | . | S16 | . | T014 | 0.19 | 75.2141
DK_W_Offshore10 | . | S16 | . | T015 | 0.19 | 75.2141
DK_W_Offshore10 | . | S16 | . | T016 | 0.19 | 75.2141
DK_W_Offshore10 | . | S16 | . | T017 | 0.3 | 118.759
DK_W_Offshore10 | . | S16 | . | T018 | 0.19 | 75.2141
DK_W_Offshore10 | . | S16 | . | T019 | 0.19 | 75.2141
DK_W_Offshore10 | . | S16 | . | T020 | 0.19 | 75.2141
DK_W_Offshore10 | . | S16 | . | T021 | 0.3 | 118.759
DK_W_Offshore10 | . | S16 | . | T022 | 0.42 | 166.2627
DK_W_Offshore10 | . | S16 | . | T023 | 0.42 | 166.2627
DK_W_Offshore10 | . | S16 | . | T024 | 0.42 | 166.2627
DK_W_Offshore10 | . | S16 | . | T025 | 0.42 | 166.2627
DK_W_Offshore10 | . | S16 | . | T026 | 0.42 | 166.2627
DK_W_Offshore10 | . | S16 | . | T027 | 0.42 | 166.2627
DK_W_Offshore10 | . | S16 | . | T028 | 0.3 | 118.759
DK_W_Offshore10 | . | S16 | . | T029 | 0.19 | 75.2141
DK_W_Offshore10 | . | S16 | . | T030 | 0.19 | 75.2141
DK_W_Offshore10 | . | S16 | . | T031 | 0.19 | 75.2141
DK_W_Offshore10 | . | S16 | . | T032 | 0.19 | 75.2141
DK_W_Offshore10 | . | S16 | . | T033 | 0.19 | 75.2141
DK_W_Offshore10 | . | S16 | . | T034 | 0.19 | 75.2141
DK_W_Offshore10 | . | S16 | . | T035 | 0.12 | 47.5036
DK_W_Offshore10 | . | S16 | . | T036 | 0.12 | 47.5036
DK_W_Offshore10 | . | S16 | . | T037 | 0.06 | 23.7518
DK_W_Offshore10 | . | S16 | . | T038 | 0.06 | 23.7518
DK_W_Offshore10 | . | S16 | . | T039 | 0.12 | 47.5036
DK_W_Offshore10 | . | S16 | . | T040 | 0.19 | 75.2141
DK_W_Offshore10 | . | S16 | . | T041 | 0.42 | 166.2627
DK_W_Offshore10 | . | S16 | . | T042 | 0.57 | 225.6422
DK_W_Offshore10 | . | S16 | . | T043 | 0.57 | 225.6422
DK_W_Offshore10 | . | S16 | . | T044 | 0.72 | 285.0217
DK_W_Offshore10 | . | S16 | . | T045 | 0.72 | 285.0217
DK_W_Offshore10 | . | S16 | . | T046 | 0.72 | 285.0217
DK_W_Offshore10 | . | S16 | . | T047 | 0.72 | 285.0217
DK_W_Offshore10 | . | S16 | . | T048 | 0.72 | 285.0217
DK_W_Offshore10 | . | S16 | . | T049 | 0.72 | 285.0217
DK_W_Offshore10 | . | S16 | . | T050 | 0.72 | 285.0217
DK_W_Offshore10 | . | S16 | . | T051 | 0.85 | 336.484
DK_W_Offshore10 | . | S16 | . | T052 | 0.85 | 336.484
DK_W_Offshore10 | . | S16 | . | T053 | 0.85 | 336.484
DK_W_Offshore10 | . | S16 | . | T054 | 0.85 | 336.484
DK_W_Offshore10 | . | S16 | . | T055 | 0.85 | 336.484
DK_W_Offshore10 | . | S16 | . | T056 | 0.85 | 336.484
DK_W_Offshore10 | . | S16 | . | T057 | 0.72 | 285.0217
DK_W_Offshore10 | . | S16 | . | T058 | 0.72 | 285.0217
DK_W_Offshore10 | . | S16 | . | T059 | 0.57 | 225.6422
DK_W_Offshore10 | . | S16 | . | T060 | 0.57 | 225.6422
DK_W_Offshore10 | . | S16 | . | T061 | 0.57 | 225.6422
DK_W_Offshore10 | . | S16 | . | T062 | 0.57 | 225.6422
DK_W_Offshore10 | . | S16 | . | T063 | 0.57 | 225.6422
DK_W_Offshore10 | . | S16 | . | T064 | 0.57 | 225.6422
DK_W_Offshore10 | . | S16 | . | T065 | 0.72 | 285.0217
DK_W_Offshore10 | . | S16 | . | T066 | 0.72 | 285.0217
DK_W_Offshore10 | . | S16 | . | T067 | 0.72 | 285.0217
DK_W_Offshore10 | . | S16 | . | T068 | 0.85 | 336.484
DK_W_Offshore10 | . | S16 | . | T069 | 0.72 | 285.0217
DK_W_Offshore10 | . | S16 | . | T070 | 0.57 | 225.6422
DK_W_Offshore10 | . | S16 | . | T071 | 0.42 | 166.2627
DK_W_Offshore10 | . | S16 | . | T072 | 0.3 | 118.759
DK_W_Offshore10 | . | S16 | . | T073 | 0.12 | 47.5036
DK_W_Offshore10 | . | S16 | . | T074 | 0.12 | 47.5036
DK_W_Offshore10 | . | S16 | . | T075 | 0.19 | 75.2141
DK_W_Offshore10 | . | S16 | . | T076 | 0.3 | 118.759
DK_W_Offshore10 | . | S16 | . | T077 | 0.42 | 166.2627
DK_W_Offshore10 | . | S16 | . | T078 | 0.42 | 166.2627
DK_W_Offshore10 | . | S16 | . | T079 | 0.57 | 225.6422
DK_W_Offshore10 | . | S16 | . | T080 | 0.72 | 285.0217
DK_W_Offshore10 | . | S16 | . | T081 | 0.72 | 285.0217
DK_W_Offshore10 | . | S16 | . | T082 | 0.72 | 285.0217
DK_W_Offshore10 | . | S16 | . | T083 | 0.57 | 225.6422
DK_W_Offshore10 | . | S16 | . | T084 | 0.42 | 166.2627
DK_W_Offshore10 | . | S16 | . | T085 | 0.42 | 166.2627
DK_W_Offshore10 | . | S16 | . | T086 | 0.42 | 166.2627
DK_W_Offshore10 | . | S16 | . | T087 | 0.57 | 225.6422
DK_W_Offshore10 | . | S16 | . | T088 | 0.57 | 225.6422
DK_W_Offshore10 | . | S16 | . | T089 | 0.72 | 285.0217
DK_W_Offshore10 | . | S16 | . | T090 | 0.72 | 285.0217
DK_W_Offshore10 | . | S16 | . | T091 | 0.72 | 285.0217
DK_W_Offshore10 | . | S16 | . | T092 | 0.72 | 285.0217
DK_W_Offshore10 | . | S16 | . | T093 | 0.57 | 225.6422
DK_W_Offshore10 | . | S16 | . | T094 | 0.42 | 166.2627
DK_W_Offshore10 | . | S16 | . | T095 | 0.42 | 166.2627
DK_W_Offshore10 | . | S16 | . | T096 | 0.3 | 118.759
DK_W_Offshore10 | . | S16 | . | T097 | 0.3 | 118.759
DK_W_Offshore10 | . | S16 | . | T098 | 0.42 | 166.2627
DK_W_Offshore10 | . | S16 | . | T099 | 0.3 | 118.759
DK_W_Offshore10 | . | S16 | . | T100 | 0.3 | 118.759
DK_W_Offshore10 | . | S16 | . | T101 | 0.19 | 75.2141
DK_W_Offshore10 | . | S16 | . | T102 | 0.12 | 47.5036
DK_W_Offshore10 | . | S16 | . | T103 | 0.03 | 11.8759
DK_W_Offshore10 | . | S16 | . | T104 | 0.03 | 11.8759
DK_W_Offshore10 | . | S16 | . | T105 | 0 | 0
DK_W_Offshore10 | . | S16 | . | T106 | 0 | 0
DK_W_Offshore10 | . | S16 | . | T107 | 0 | 0
DK_W_Offshore10 | . | S16 | . | T108 | 0 | 0
DK_W_Offshore10 | . | S16 | . | T109 | 0 | 0
DK_W_Offshore10 | . | S16 | . | T110 | 0 | 0
DK_W_Offshore10 | . | S16 | . | T111 | 0 | 0
DK_W_Offshore10 | . | S16 | . | T112 | 0 | 0
DK_W_Offshore10 | . | S16 | . | T113 | 0.03 | 11.8759
DK_W_Offshore10 | . | S16 | . | T114 | 0.06 | 23.7518
DK_W_Offshore10 | . | S16 | . | T115 | 0.06 | 23.7518
DK_W_Offshore10 | . | S16 | . | T116 | 0.12 | 47.5036
DK_W_Offshore10 | . | S16 | . | T117 | 0.06 | 23.7518
DK_W_Offshore10 | . | S16 | . | T118 | 0.12 | 47.5036
DK_W_Offshore10 | . | S16 | . | T119 | 0.06 | 23.7518
DK_W_Offshore10 | . | S16 | . | T120 | 0.06 | 23.7518
DK_W_Offshore10 | . | S16 | . | T121 | 0.06 | 23.7518
DK_W_Offshore10 | . | S16 | . | T122 | 0.06 | 23.7518
DK_W_Offshore10 | . | S16 | . | T123 | 0.06 | 23.7518
DK_W_Offshore10 | . | S16 | . | T124 | 0.06 | 23.7518
DK_W_Offshore10 | . | S16 | . | T125 | 0.06 | 23.7518
DK_W_Offshore10 | . | S16 | . | T126 | 0.06 | 23.7518
DK_W_Offshore10 | . | S16 | . | T127 | 0.06 | 23.7518
DK_W_Offshore10 | . | S16 | . | T128 | 0.06 | 23.7518
DK_W_Offshore10 | . | S16 | . | T129 | 0.12 | 47.5036
DK_W_Offshore10 | . | S16 | . | T130 | 0.12 | 47.5036
DK_W_Offshore10 | . | S16 | . | T131 | 0.12 | 47.5036
DK_W_Offshore10 | . | S16 | . | T132 | 0.12 | 47.5036
DK_W_Offshore10 | . | S16 | . | T133 | 0.19 | 75.2141
DK_W_Offshore10 | . | S16 | . | T134 | 0.19 | 75.2141
DK_W_Offshore10 | . | S16 | . | T135 | 0.12 | 47.5036
DK_W_Offshore10 | . | S16 | . | T136 | 0.06 | 23.7518
DK_W_Offshore10 | . | S16 | . | T137 | 0.06 | 23.7518
DK_W_Offshore10 | . | S16 | . | T138 | 0.12 | 47.5036
DK_W_Offshore10 | . | S16 | . | T139 | 0.12 | 47.5036
DK_W_Offshore10 | . | S16 | . | T140 | 0.12 | 47.5036
DK_W_Offshore10 | . | S16 | . | T141 | 0.12 | 47.5036
DK_W_Offshore10 | . | S16 | . | T142 | 0.12 | 47.5036
DK_W_Offshore10 | . | S16 | . | T143 | 0.12 | 47.5036
DK_W_Offshore10 | . | S16 | . | T144 | 0.12 | 47.5036
DK_W_Offshore10 | . | S16 | . | T145 | 0.12 | 47.5036
DK_W_Offshore10 | . | S16 | . | T146 | 0.12 | 47.5036
DK_W_Offshore10 | . | S16 | . | T147 | 0.12 | 47.5036
DK_W_Offshore10 | . | S16 | . | T148 | 0.06 | 23.7518
DK_W_Offshore10 | . | S16 | . | T149 | 0.06 | 23.7518
DK_W_Offshore10 | . | S16 | . | T150 | 0.12 | 47.5036
DK_W_Offshore10 | . | S16 | . | T151 | 0.12 | 47.5036
DK_W_Offshore10 | . | S16 | . | T152 | 0.12 | 47.5036
DK_W_Offshore10 | . | S16 | . | T153 | 0.06 | 23.7518
DK_W_Offshore10 | . | S16 | . | T154 | 0.06 | 23.7518
DK_W_Offshore10 | . | S16 | . | T155 | 0.06 | 23.7518
DK_W_Offshore10 | . | S16 | . | T156 | 0.03 | 11.8759
DK_W_Offshore10 | . | S16 | . | T157 | 0.03 | 11.8759
DK_W_Offshore10 | . | S16 | . | T158 | 0.03 | 11.8759
DK_W_Offshore10 | . | S16 | . | T159 | 0 | 0
DK_W_Offshore10 | . | S16 | . | T160 | 0 | 0
DK_W_Offshore10 | . | S16 | . | T161 | 0 | 0
DK_W_Offshore10 | . | S16 | . | T162 | 0 | 0
DK_W_Offshore10 | . | S16 | . | T163 | 0 | 0
DK_W_Offshore10 | . | S16 | . | T164 | 0.03 | 11.8759
DK_W_Offshore10 | . | S16 | . | T165 | 0.03 | 11.8759
DK_W_Offshore10 | . | S16 | . | T166 | 0.03 | 11.8759
DK_W_Offshore10 | . | S16 | . | T167 | 0.06 | 23.7518
DK_W_Offshore10 | . | S16 | . | T168 | 0.03 | 11.8759
DK_W_Offshore10 | . | S17 | . | T001 | 0.03 | 11.8759
DK_W_Offshore10 | . | S17 | . | T002 | 0.03 | 11.8759
DK_W_Offshore10 | . | S17 | . | T003 | 0.03 | 11.8759
DK_W_Offshore10 | . | S17 | . | T004 | 0 | 0
DK_W_Offshore10 | . | S17 | . | T005 | 0 | 0
DK_W_Offshore10 | . | S17 | . | T006 | 0 | 0
DK_W_Offshore10 | . | S17 | . | T007 | 0 | 0
DK_W_Offshore10 | . | S17 | . | T008 | 0 | 0
DK_W_Offshore10 | . | S17 | . | T009 | 0.03 | 11.8759
DK_W_Offshore10 | . | S17 | . | T010 | 0.06 | 23.7518
DK_W_Offshore10 | . | S17 | . | T011 | 0.12 | 47.5036
DK_W_Offshore10 | . | S17 | . | T012 | 0.12 | 47.5036
DK_W_Offshore10 | . | S17 | . | T013 | 0.12 | 47.5036
DK_W_Offshore10 | . | S17 | . | T014 | 0.06 | 23.7518
DK_W_Offshore10 | . | S17 | . | T015 | 0.06 | 23.7518
DK_W_Offshore10 | . | S17 | . | T016 | 0.03 | 11.8759
DK_W_Offshore10 | . | S17 | . | T017 | 0.03 | 11.8759
DK_W_Offshore10 | . | S17 | . | T018 | 0.03 | 11.8759
DK_W_Offshore10 | . | S17 | . | T019 | 0.06 | 23.7518
DK_W_Offshore10 | . | S17 | . | T020 | 0.19 | 75.2141
DK_W_Offshore10 | . | S17 | . | T021 | 0.3 | 118.759
DK_W_Offshore10 | . | S17 | . | T022 | 0.42 | 166.2627
DK_W_Offshore10 | . | S17 | . | T023 | 0.42 | 166.2627
DK_W_Offshore10 | . | S17 | . | T024 | 0.57 | 225.6422
DK_W_Offshore10 | . | S17 | . | T025 | 0.57 | 225.6422
DK_W_Offshore10 | . | S17 | . | T026 | 0.42 | 166.2627
DK_W_Offshore10 | . | S17 | . | T027 | 0.3 | 118.759
DK_W_Offshore10 | . | S17 | . | T028 | 0.19 | 75.2141
DK_W_Offshore10 | . | S17 | . | T029 | 0.12 | 47.5036
DK_W_Offshore10 | . | S17 | . | T030 | 0.19 | 75.2141
DK_W_Offshore10 | . | S17 | . | T031 | 0.19 | 75.2141
DK_W_Offshore10 | . | S17 | . | T032 | 0.12 | 47.5036
DK_W_Offshore10 | . | S17 | . | T033 | 0.19 | 75.2141
DK_W_Offshore10 | . | S17 | . | T034 | 0.19 | 75.2141
DK_W_Offshore10 | . | S17 | . | T035 | 0.3 | 118.759
DK_W_Offshore10 | . | S17 | . | T036 | 0.19 | 75.2141
DK_W_Offshore10 | . | S17 | . | T037 | 0.19 | 75.2141
DK_W_Offshore10 | . | S17 | . | T038 | 0.19 | 75.2141
DK_W_Offshore10 | . | S17 | . | T039 | 0.3 | 118.759
DK_W_Offshore10 | . | S17 | . | T040 | 0.3 | 118.759
DK_W_Offshore10 | . | S17 | . | T041 | 0.42 | 166.2627
DK_W_Offshore10 | . | S17 | . | T042 | 0.3 | 118.759
DK_W_Offshore10 | . | S17 | . | T043 | 0.3 | 118.759
DK_W_Offshore10 | . | S17 | . | T044 | 0.3 | 118.759
DK_W_Offshore10 | . | S17 | . | T045 | 0.19 | 75.2141
DK_W_Offshore10 | . | S17 | . | T046 | 0.19 | 75.2141
DK_W_Offshore10 | . | S17 | . | T047 | 0.19 | 75.2141
DK_W_Offshore10 | . | S17 | . | T048 | 0.19 | 75.2141
DK_W_Offshore10 | . | S17 | . | T049 | 0.3 | 118.759
DK_W_Offshore10 | . | S17 | . | T050 | 0.3 | 118.759
DK_W_Offshore10 | . | S17 | . | T051 | 0.19 | 75.2141
DK_W_Offshore10 | . | S17 | . | T052 | 0.19 | 75.2141
DK_W_Offshore10 | . | S17 | . | T053 | 0.12 | 47.5036
DK_W_Offshore10 | . | S17 | . | T054 | 0.12 | 47.5036
DK_W_Offshore10 | . | S17 | . | T055 | 0.06 | 23.7518
DK_W_Offshore10 | . | S17 | . | T056 | 0.03 | 11.8759
DK_W_Offshore10 | . | S17 | . | T057 | 0 | 0
DK_W_Offshore10 | . | S17 | . | T058 | 0.03 | 11.8759
DK_W_Offshore10 | . | S17 | . | T059 | 0.06 | 23.7518
DK_W_Offshore10 | . | S17 | . | T060 | 0.19 | 75.2141
DK_W_Offshore10 | . | S17 | . | T061 | 0.42 | 166.2627
DK_W_Offshore10 | . | S17 | . | T062 | 0.57 | 225.6422
DK_W_Offshore10 | . | S17 | . | T063 | 0.72 | 285.0217
DK_W_Offshore10 | . | S17 | . | T064 | 0.85 | 336.484
DK_W_Offshore10 | . | S17 | . | T065 | 0.85 | 336.484
DK_W_Offshore10 | . | S17 | . | T066 | 0.85 | 336.484
DK_W_Offshore10 | . | S17 | . | T067 | 0.95 | 376.0703
DK_W_Offshore10 | . | S17 | . | T068 | 0.95 | 376.0703
DK_W_Offshore10 | . | S17 | . | T069 | 0.95 | 376.0703
DK_W_Offshore10 | . | S17 | . | T070 | 0.99 | 391.9049
DK_W_Offshore10 | . | S17 | . | T071 | 0.99 | 391.9049
DK_W_Offshore10 | . | S17 | . | T072 | 0.99 | 391.9049
DK_W_Offshore10 | . | S17 | . | T073 | 0.99 | 391.9049
DK_W_Offshore10 | . | S17 | . | T074 | 0.99 | 391.9049
DK_W_Offshore10 | . | S17 | . | T075 | 0.95 | 376.0703
DK_W_Offshore10 | . | S17 | . | T076 | 0.72 | 285.0217
DK_W_Offshore10 | . | S17 | . | T077 | 0.72 | 285.0217
DK_W_Offshore10 | . | S17 | . | T078 | 0.57 | 225.6422
DK_W_Offshore10 | . | S17 | . | T079 | 0.57 | 225.6422
DK_W_Offshore10 | . | S17 | . | T080 | 0.57 | 225.6422
DK_W_Offshore10 | . | S17 | . | T081 | 0.42 | 166.2627
DK_W_Offshore10 | . | S17 | . | T082 | 0.3 | 118.759
DK_W_Offshore10 | . | S17 | . | T083 | 0.19 | 75.2141
DK_W_Offshore10 | . | S17 | . | T084 | 0.12 | 47.5036
DK_W_Offshore10 | . | S17 | . | T085 | 0.06 | 23.7518
DK_W_Offshore10 | . | S17 | . | T086 | 0.06 | 23.7518
DK_W_Offshore10 | . | S17 | . | T087 | 0.03 | 11.8759
DK_W_Offshore10 | . | S17 | . | T088 | 0.03 | 11.8759
DK_W_Offshore10 | . | S17 | . | T089 | 0.06 | 23.7518
DK_W_Offshore10 | . | S17 | . | T090 | 0.03 | 11.8759
DK_W_Offshore10 | . | S17 | . | T091 | 0.03 | 11.8759
DK_W_Offshore10 | . | S17 | . | T092 | 0.03 | 11.8759
DK_W_Offshore10 | . | S17 | . | T093 | 0 | 0
DK_W_Offshore10 | . | S17 | . | T094 | 0.03 | 11.8759
DK_W_Offshore10 | . | S17 | . | T095 | 0.03 | 11.8759
DK_W_Offshore10 | . | S17 | . | T096 | 0.03 | 11.8759
DK_W_Offshore10 | . | S17 | . | T097 | 0.03 | 11.8759
DK_W_Offshore10 | . | S17 | . | T098 | 0.03 | 11.8759
DK_W_Offshore10 | . | S17 | . | T099 | 0 | 0
DK_W_Offshore10 | . | S17 | . | T100 | 0 | 0
DK_W_Offshore10 | . | S17 | . | T101 | 0 | 0
DK_W_Offshore10 | . | S17 | . | T102 | 0 | 0
DK_W_Offshore10 | . | S17 | . | T103 | 0.03 | 11.8759
DK_W_Offshore10 | . | S17 | . | T104 | 0.03 | 11.8759
DK_W_Offshore10 | . | S17 | . | T105 | 0.06 | 23.7518
DK_W_Offshore10 | . | S17 | . | T106 | 0.06 | 23.7518
DK_W_Offshore10 | . | S17 | . | T107 | 0.06 | 23.7518
DK_W_Offshore10 | . | S17 | . | T108 | 0.06 | 23.7518
DK_W_Offshore10 | . | S17 | . | T109 | 0.06 | 23.7518
DK_W_Offshore10 | . | S17 | . | T110 | 0.06 | 23.7518
DK_W_Offshore10 | . | S17 | . | T111 | 0.12 | 47.5036
DK_W_Offshore10 | . | S17 | . | T112 | 0.12 | 47.5036
DK_W_Offshore10 | . | S17 | . | T113 | 0.19 | 75.2141
DK_W_Offshore10 | . | S17 | . | T114 | 0.19 | 75.2141
DK_W_Offshore10 | . | S17 | . | T115 | 0.19 | 75.2141
DK_W_Offshore10 | . | S17 | . | T116 | 0.3 | 118.759
DK_W_Offshore10 | . | S17 | . | T117 | 0.3 | 118.759
DK_W_Offshore10 | . | S17 | . | T118 | 0.19 | 75.2141
DK_W_Offshore10 | . | S17 | . | T119 | 0.3 | 118.759
DK_W_Offshore10 | . | S17 | . | T120 | 0.19 | 75.2141
DK_W_Offshore10 | . | S17 | . | T121 | 0.19 | 75.2141
DK_W_Offshore10 | . | S17 | . | T122 | 0.19 | 75.2141
DK_W_Offshore10 | . | S17 | . | T123 | 0.19 | 75.2141
DK_W_Offshore10 | . | S17 | . | T124 | 0.12 | 47.5036
DK_W_Offshore10 | . | S17 | . | T125 | 0.06 | 23.7518
DK_W_Offshore10 | . | S17 | . | T126 | 0.03 | 11.8759
DK_W_Offshore10 | . | S17 | . | T127 | 0.03 | 11.8759
DK_W_Offshore10 | . | S17 | . | T128 | 0 | 0
DK_W_Offshore10 | . | S17 | . | T129 | 0 | 0
DK_W_Offshore10 | . | S17 | . | T130 | 0 | 0
DK_W_Offshore10 | . | S17 | . | T131 | 0 | 0
DK_W_Offshore10 | . | S17 | . | T132 | 0 | 0
DK_W_Offshore10 | . | S17 | . | T133 | 0 | 0
DK_W_Offshore10 | . | S17 | . | T134 | 0 | 0
DK_W_Offshore10 | . | S17 | . | T135 | 0 | 0
DK_W_Offshore10 | . | S17 | . | T136 | 0 | 0
DK_W_Offshore10 | . | S17 | . | T137 | 0 | 0
DK_W_Offshore10 | . | S17 | . | T138 | 0 | 0
DK_W_Offshore10 | . | S17 | . | T139 | 0 | 0
DK_W_Offshore10 | . | S17 | . | T140 | 0 | 0
DK_W_Offshore10 | . | S17 | . | T141 | 0 | 0
DK_W_Offshore10 | . | S17 | . | T142 | 0.03 | 11.8759
DK_W_Offshore10 | . | S17 | . | T143 | 0.06 | 23.7518
DK_W_Offshore10 | . | S17 | . | T144 | 0.12 | 47.5036
DK_W_Offshore10 | . | S17 | . | T145 | 0.19 | 75.2141
DK_W_Offshore10 | . | S17 | . | T146 | 0.19 | 75.2141
DK_W_Offshore10 | . | S17 | . | T147 | 0.19 | 75.2141
DK_W_Offshore10 | . | S17 | . | T148 | 0.19 | 75.2141
DK_W_Offshore10 | . | S17 | . | T149 | 0.19 | 75.2141
DK_W_Offshore10 | . | S17 | . | T150 | 0.19 | 75.2141
DK_W_Offshore10 | . | S17 | . | T151 | 0.3 | 118.759
DK_W_Offshore10 | . | S17 | . | T152 | 0.42 | 166.2627
DK_W_Offshore10 | . | S17 | . | T153 | 0.42 | 166.2627
DK_W_Offshore10 | . | S17 | . | T154 | 0.57 | 225.6422
DK_W_Offshore10 | . | S17 | . | T155 | 0.57 | 225.6422
DK_W_Offshore10 | . | S17 | . | T156 | 0.57 | 225.6422
DK_W_Offshore10 | . | S17 | . | T157 | 0.72 | 285.0217
DK_W_Offshore10 | . | S17 | . | T158 | 0.72 | 285.0217
DK_W_Offshore10 | . | S17 | . | T159 | 0.72 | 285.0217
DK_W_Offshore10 | . | S17 | . | T160 | 0.85 | 336.484
DK_W_Offshore10 | . | S17 | . | T161 | 0.85 | 336.484
DK_W_Offshore10 | . | S17 | . | T162 | 0.95 | 376.0703
DK_W_Offshore10 | . | S17 | . | T163 | 0.99 | 391.9049
DK_W_Offshore10 | . | S17 | . | T164 | 0.99 | 391.9049
DK_W_Offshore10 | . | S17 | . | T165 | 0.85 | 336.484
DK_W_Offshore10 | . | S17 | . | T166 | 0.72 | 285.0217
DK_W_Offshore10 | . | S17 | . | T167 | 0.72 | 285.0217
DK_W_Offshore10 | . | S17 | . | T168 | 0.57 | 225.6422
DK_W_Offshore10 | . | S18 | . | T001 | 0.57 | 225.6422
DK_W_Offshore10 | . | S18 | . | T002 | 0.72 | 285.0217
DK_W_Offshore10 | . | S18 | . | T003 | 0.85 | 336.484
DK_W_Offshore10 | . | S18 | . | T004 | 0.85 | 336.484
DK_W_Offshore10 | . | S18 | . | T005 | 0.85 | 336.484
DK_W_Offshore10 | . | S18 | . | T006 | 0.72 | 285.0217
DK_W_Offshore10 | . | S18 | . | T007 | 0.72 | 285.0217
DK_W_Offshore10 | . | S18 | . | T008 | 0.57 | 225.6422
DK_W_Offshore10 | . | S18 | . | T009 | 0.42 | 166.2627
DK_W_Offshore10 | . | S18 | . | T010 | 0.42 | 166.2627
DK_W_Offshore10 | . | S18 | . | T011 | 0.3 | 118.759
DK_W_Offshore10 | . | S18 | . | T012 | 0.3 | 118.759
DK_W_Offshore10 | . | S18 | . | T013 | 0.19 | 75.2141
DK_W_Offshore10 | . | S18 | . | T014 | 0.19 | 75.2141
DK_W_Offshore10 | . | S18 | . | T015 | 0.19 | 75.2141
DK_W_Offshore10 | . | S18 | . | T016 | 0.19 | 75.2141
DK_W_Offshore10 | . | S18 | . | T017 | 0.19 | 75.2141
DK_W_Offshore10 | . | S18 | . | T018 | 0.19 | 75.2141
DK_W_Offshore10 | . | S18 | . | T019 | 0.42 | 166.2627
DK_W_Offshore10 | . | S18 | . | T020 | 0.57 | 225.6422
DK_W_Offshore10 | . | S18 | . | T021 | 0.72 | 285.0217
DK_W_Offshore10 | . | S18 | . | T022 | 0.72 | 285.0217
DK_W_Offshore10 | . | S18 | . | T023 | 0.95 | 376.0703
DK_W_Offshore10 | . | S18 | . | T024 | 0.95 | 376.0703
DK_W_Offshore10 | . | S18 | . | T025 | 0.95 | 376.0703
DK_W_Offshore10 | . | S18 | . | T026 | 0.95 | 376.0703
DK_W_Offshore10 | . | S18 | . | T027 | 0.95 | 376.0703
DK_W_Offshore10 | . | S18 | . | T028 | 0.85 | 336.484
DK_W_Offshore10 | . | S18 | . | T029 | 0.72 | 285.0217
DK_W_Offshore10 | . | S18 | . | T030 | 0.57 | 225.6422
DK_W_Offshore10 | . | S18 | . | T031 | 0.42 | 166.2627
DK_W_Offshore10 | . | S18 | . | T032 | 0.42 | 166.2627
DK_W_Offshore10 | . | S18 | . | T033 | 0.3 | 118.759
DK_W_Offshore10 | . | S18 | . | T034 | 0.3 | 118.759
DK_W_Offshore10 | . | S18 | . | T035 | 0.3 | 118.759
DK_W_Offshore10 | . | S18 | . | T036 | 0.19 | 75.2141
DK_W_Offshore10 | . | S18 | . | T037 | 0.12 | 47.5036
DK_W_Offshore10 | . | S18 | . | T038 | 0 | 0
DK_W_Offshore10 | . | S18 | . | T039 | 0 | 0
DK_W_Offshore10 | . | S18 | . | T040 | 0 | 0
DK_W_Offshore10 | . | S18 | . | T041 | 0.03 | 11.8759
DK_W_Offshore10 | . | S18 | . | T042 | 0.06 | 23.7518
DK_W_Offshore10 | . | S18 | . | T043 | 0.12 | 47.5036
DK_W_Offshore10 | . | S18 | . | T044 | 0.12 | 47.5036
DK_W_Offshore10 | . | S18 | . | T045 | 0.19 | 75.2141
DK_W_Offshore10 | . | S18 | . | T046 | 0.3 | 118.759
DK_W_Offshore10 | . | S18 | . | T047 | 0.3 | 118.759
DK_W_Offshore10 | . | S18 | . | T048 | 0.3 | 118.759
DK_W_Offshore10 | . | S18 | . | T049 | 0.3 | 118.759
DK_W_Offshore10 | . | S18 | . | T050 | 0.3 | 118.759
DK_W_Offshore10 | . | S18 | . | T051 | 0.3 | 118.759
DK_W_Offshore10 | . | S18 | . | T052 | 0.3 | 118.759
DK_W_Offshore10 | . | S18 | . | T053 | 0.3 | 118.759
DK_W_Offshore10 | . | S18 | . | T054 | 0.3 | 118.759
DK_W_Offshore10 | . | S18 | . | T055 | 0.3 | 118.759
DK_W_Offshore10 | . | S18 | . | T056 | 0.19 | 75.2141
DK_W_Offshore10 | . | S18 | . | T057 | 0.19 | 75.2141
DK_W_Offshore10 | . | S18 | . | T058 | 0.19 | 75.2141
DK_W_Offshore10 | . | S18 | . | T059 | 0.12 | 47.5036
DK_W_Offshore10 | . | S18 | . | T060 | 0.19 | 75.2141
DK_W_Offshore10 | . | S18 | . | T061 | 0.19 | 75.2141
DK_W_Offshore10 | . | S18 | . | T062 | 0.19 | 75.2141
DK_W_Offshore10 | . | S18 | . | T063 | 0.3 | 118.759
DK_W_Offshore10 | . | S18 | . | T064 | 0.3 | 118.759
DK_W_Offshore10 | . | S18 | . | T065 | 0.3 | 118.759
DK_W_Offshore10 | . | S18 | . | T066 | 0.3 | 118.759
DK_W_Offshore10 | . | S18 | . | T067 | 0.3 | 118.759
DK_W_Offshore10 | . | S18 | . | T068 | 0.3 | 118.759
DK_W_Offshore10 | . | S18 | . | T069 | 0.3 | 118.759
DK_W_Offshore10 | . | S18 | . | T070 | 0.19 | 75.2141
DK_W_Offshore10 | . | S18 | . | T071 | 0.19 | 75.2141
DK_W_Offshore10 | . | S18 | . | T072 | 0.12 | 47.5036
DK_W_Offshore10 | . | S18 | . | T073 | 0.06 | 23.7518
DK_W_Offshore10 | . | S18 | . | T074 | 0.03 | 11.8759
DK_W_Offshore10 | . | S18 | . | T075 | 0.03 | 11.8759
DK_W_Offshore10 | . | S18 | . | T076 | 0.03 | 11.8759
DK_W_Offshore10 | . | S18 | . | T077 | 0.03 | 11.8759
DK_W_Offshore10 | . | S18 | . | T078 | 0.03 | 11.8759
DK_W_Offshore10 | . | S18 | . | T079 | 0 | 0
DK_W_Offshore10 | . | S18 | . | T080 | 0 | 0
DK_W_Offshore10 | . | S18 | . | T081 | 0 | 0
DK_W_Offshore10 | . | S18 | . | T082 | 0.03 | 11.8759
DK_W_Offshore10 | . | S18 | . | T083 | 0.06 | 23.7518
DK_W_Offshore10 | . | S18 | . | T084 | 0.06 | 23.7518
DK_W_Offshore10 | . | S18 | . | T085 | 0.06 | 23.7518
DK_W_Offshore10 | . | S18 | . | T086 | 0.03 | 11.8759
DK_W_Offshore10 | . | S18 | . | T087 | 0.03 | 11.8759
DK_W_Offshore10 | . | S18 | . | T088 | 0.03 | 11.8759
DK_W_Offshore10 | . | S18 | . | T089 | 0.03 | 11.8759
DK_W_Offshore10 | . | S18 | . | T090 | 0 | 0
DK_W_Offshore10 | . | S18 | . | T091 | 0 | 0
DK_W_Offshore10 | . | S18 | . | T092 | 0.03 | 11.8759
DK_W_Offshore10 | . | S18 | . | T093 | 0.06 | 23.7518
DK_W_Offshore10 | . | S18 | . | T094 | 0.19 | 75.2141
DK_W_Offshore10 | . | S18 | . | T095 | 0.19 | 75.2141
DK_W_Offshore10 | . | S18 | . | T096 | 0.19 | 75.2141
DK_W_Offshore10 | . | S18 | . | T097 | 0.19 | 75.2141
DK_W_Offshore10 | . | S18 | . | T098 | 0.06 | 23.7518
DK_W_Offshore10 | . | S18 | . | T099 | 0.06 | 23.7518
DK_W_Offshore10 | . | S18 | . | T100 | 0.03 | 11.8759
DK_W_Offshore10 | . | S18 | . | T101 | 0.03 | 11.8759
DK_W_Offshore10 | . | S18 | . | T102 | 0.06 | 23.7518
DK_W_Offshore10 | . | S18 | . | T103 | 0.06 | 23.7518
DK_W_Offshore10 | . | S18 | . | T104 | 0.19 | 75.2141
DK_W_Offshore10 | . | S18 | . | T105 | 0.3 | 118.759
DK_W_Offshore10 | . | S18 | . | T106 | 0.3 | 118.759
DK_W_Offshore10 | . | S18 | . | T107 | 0.42 | 166.2627
DK_W_Offshore10 | . | S18 | . | T108 | 0.72 | 285.0217
DK_W_Offshore10 | . | S18 | . | T109 | 0.85 | 336.484
DK_W_Offshore10 | . | S18 | . | T110 | 0.95 | 376.0703
DK_W_Offshore10 | . | S18 | . | T111 | 0.99 | 391.9049
DK_W_Offshore10 | . | S18 | . | T112 | 1 | 395.8635
DK_W_Offshore10 | . | S18 | . | T113 | 1 | 395.8635
DK_W_Offshore10 | . | S18 | . | T114 | 1 | 395.8635
DK_W_Offshore10 | . | S18 | . | T115 | 1 | 395.8635
DK_W_Offshore10 | . | S18 | . | T116 | 1 | 395.8635
DK_W_Offshore10 | . | S18 | . | T117 | 1 | 395.8635
DK_W_Offshore10 | . | S18 | . | T118 | 1 | 395.8635
DK_W_Offshore10 | . | S18 | . | T119 | 0.99 | 391.9049
DK_W_Offshore10 | . | S18 | . | T120 | 0.85 | 336.484
DK_W_Offshore10 | . | S18 | . | T121 | 0.72 | 285.0217
DK_W_Offshore10 | . | S18 | . | T122 | 0.72 | 285.0217
DK_W_Offshore10 | . | S18 | . | T123 | 0.72 | 285.0217
DK_W_Offshore10 | . | S18 | . | T124 | 0.72 | 285.0217
DK_W_Offshore10 | . | S18 | . | T125 | 0.72 | 285.0217
DK_W_Offshore10 | . | S18 | . | T126 | 0.57 | 225.6422
DK_W_Offshore10 | . | S18 | . | T127 | 0.57 | 225.6422
DK_W_Offshore10 | . | S18 | . | T128 | 0.57 | 225.6422
DK_W_Offshore10 | . | S18 | . | T129 | 0.42 | 166.2627
DK_W_Offshore10 | . | S18 | . | T130 | 0.3 | 118.759
DK_W_Offshore10 | . | S18 | . | T131 | 0.3 | 118.759
DK_W_Offshore10 | . | S18 | . | T132 | 0.3 | 118.759
DK_W_Offshore10 | . | S18 | . | T133 | 0.3 | 118.759
DK_W_Offshore10 | . | S18 | . | T134 | 0.42 | 166.2627
DK_W_Offshore10 | . | S18 | . | T135 | 0.57 | 225.6422
DK_W_Offshore10 | . | S18 | . | T136 | 0.57 | 225.6422
DK_W_Offshore10 | . | S18 | . | T137 | 0.72 | 285.0217
DK_W_Offshore10 | . | S18 | . | T138 | 0.72 | 285.0217
DK_W_Offshore10 | . | S18 | . | T139 | 0.72 | 285.0217
DK_W_Offshore10 | . | S18 | . | T140 | 0.72 | 285.0217
DK_W_Offshore10 | . | S18 | . | T141 | 0.72 | 285.0217
DK_W_Offshore10 | . | S18 | . | T142 | 0.72 | 285.0217
DK_W_Offshore10 | . | S18 | . | T143 | 0.57 | 225.6422
DK_W_Offshore10 | . | S18 | . | T144 | 0.57 | 225.6422
DK_W_Offshore10 | . | S18 | . | T145 | 0.57 | 225.6422
DK_W_Offshore10 | . | S18 | . | T146 | 0.57 | 225.6422
DK_W_Offshore10 | . | S18 | . | T147 | 0.57 | 225.6422
DK_W_Offshore10 | . | S18 | . | T148 | 0.57 | 225.6422
DK_W_Offshore10 | . | S18 | . | T149 | 0.57 | 225.6422
DK_W_Offshore10 | . | S18 | . | T150 | 0.57 | 225.6422
DK_W_Offshore10 | . | S18 | . | T151 | 0.42 | 166.2627
DK_W_Offshore10 | . | S18 | . | T152 | 0.42 | 166.2627
DK_W_Offshore10 | . | S18 | . | T153 | 0.3 | 118.759
DK_W_Offshore10 | . | S18 | . | T154 | 0.3 | 118.759
DK_W_Offshore10 | . | S18 | . | T155 | 0.19 | 75.2141
DK_W_Offshore10 | . | S18 | . | T156 | 0.19 | 75.2141
DK_W_Offshore10 | . | S18 | . | T157 | 0.19 | 75.2141
DK_W_Offshore10 | . | S18 | . | T158 | 0.19 | 75.2141
DK_W_Offshore10 | . | S18 | . | T159 | 0.3 | 118.759
DK_W_Offshore10 | . | S18 | . | T160 | 0.3 | 118.759
DK_W_Offshore10 | . | S18 | . | T161 | 0.42 | 166.2627
DK_W_Offshore10 | . | S18 | . | T162 | 0.57 | 225.6422
DK_W_Offshore10 | . | S18 | . | T163 | 0.85 | 336.484
DK_W_Offshore10 | . | S18 | . | T164 | 0.85 | 336.484
DK_W_Offshore10 | . | S18 | . | T165 | 0.85 | 336.484
DK_W_Offshore10 | . | S18 | . | T166 | 0.85 | 336.484
DK_W_Offshore10 | . | S18 | . | T167 | 0.72 | 285.0217
DK_W_Offshore10 | . | S18 | . | T168 | 0.72 | 285.0217
DK_W_Offshore10 | . | S19 | . | T001 | 0.57 | 225.6422
DK_W_Offshore10 | . | S19 | . | T002 | 0.57 | 225.6422
DK_W_Offshore10 | . | S19 | . | T003 | 0.72 | 285.0217
DK_W_Offshore10 | . | S19 | . | T004 | 0.72 | 285.0217
DK_W_Offshore10 | . | S19 | . | T005 | 0.72 | 285.0217
DK_W_Offshore10 | . | S19 | . | T006 | 0.72 | 285.0217
DK_W_Offshore10 | . | S19 | . | T007 | 0.72 | 285.0217
DK_W_Offshore10 | . | S19 | . | T008 | 0.72 | 285.0217
DK_W_Offshore10 | . | S19 | . | T009 | 0.85 | 336.484
DK_W_Offshore10 | . | S19 | . | T010 | 0.85 | 336.484
DK_W_Offshore10 | . | S19 | . | T011 | 0.95 | 376.0703
DK_W_Offshore10 | . | S19 | . | T012 | 0.95 | 376.0703
DK_W_Offshore10 | . | S19 | . | T013 | 0.95 | 376.0703
DK_W_Offshore10 | . | S19 | . | T014 | 0.95 | 376.0703
DK_W_Offshore10 | . | S19 | . | T015 | 0.95 | 376.0703
DK_W_Offshore10 | . | S19 | . | T016 | 0.95 | 376.0703
DK_W_Offshore10 | . | S19 | . | T017 | 0.99 | 391.9049
DK_W_Offshore10 | . | S19 | . | T018 | 0.99 | 391.9049
DK_W_Offshore10 | . | S19 | . | T019 | 1 | 395.8635
DK_W_Offshore10 | . | S19 | . | T020 | 0.99 | 391.9049
DK_W_Offshore10 | . | S19 | . | T021 | 0.95 | 376.0703
DK_W_Offshore10 | . | S19 | . | T022 | 0.85 | 336.484
DK_W_Offshore10 | . | S19 | . | T023 | 0.72 | 285.0217
DK_W_Offshore10 | . | S19 | . | T024 | 0.57 | 225.6422
DK_W_Offshore10 | . | S19 | . | T025 | 0.57 | 225.6422
DK_W_Offshore10 | . | S19 | . | T026 | 0.57 | 225.6422
DK_W_Offshore10 | . | S19 | . | T027 | 0.42 | 166.2627
DK_W_Offshore10 | . | S19 | . | T028 | 0.3 | 118.759
DK_W_Offshore10 | . | S19 | . | T029 | 0.3 | 118.759
DK_W_Offshore10 | . | S19 | . | T030 | 0.3 | 118.759
DK_W_Offshore10 | . | S19 | . | T031 | 0.19 | 75.2141
DK_W_Offshore10 | . | S19 | . | T032 | 0.42 | 166.2627
DK_W_Offshore10 | . | S19 | . | T033 | 0.42 | 166.2627
DK_W_Offshore10 | . | S19 | . | T034 | 0.42 | 166.2627
DK_W_Offshore10 | . | S19 | . | T035 | 0.3 | 118.759
DK_W_Offshore10 | . | S19 | . | T036 | 0.3 | 118.759
DK_W_Offshore10 | . | S19 | . | T037 | 0.3 | 118.759
DK_W_Offshore10 | . | S19 | . | T038 | 0.3 | 118.759
DK_W_Offshore10 | . | S19 | . | T039 | 0.42 | 166.2627
DK_W_Offshore10 | . | S19 | . | T040 | 0.42 | 166.2627
DK_W_Offshore10 | . | S19 | . | T041 | 0.3 | 118.759
DK_W_Offshore10 | . | S19 | . | T042 | 0.19 | 75.2141
DK_W_Offshore10 | . | S19 | . | T043 | 0.19 | 75.2141
DK_W_Offshore10 | . | S19 | . | T044 | 0.12 | 47.5036
DK_W_Offshore10 | . | S19 | . | T045 | 0.12 | 47.5036
DK_W_Offshore10 | . | S19 | . | T046 | 0.12 | 47.5036
DK_W_Offshore10 | . | S19 | . | T047 | 0.06 | 23.7518
DK_W_Offshore10 | . | S19 | . | T048 | 0.06 | 23.7518
DK_W_Offshore10 | . | S19 | . | T049 | 0.06 | 23.7518
DK_W_Offshore10 | . | S19 | . | T050 | 0.06 | 23.7518
DK_W_Offshore10 | . | S19 | . | T051 | 0.03 | 11.8759
DK_W_Offshore10 | . | S19 | . | T052 | 0.03 | 11.8759
DK_W_Offshore10 | . | S19 | . | T053 | 0.03 | 11.8759
DK_W_Offshore10 | . | S19 | . | T054 | 0.03 | 11.8759
DK_W_Offshore10 | . | S19 | . | T055 | 0.03 | 11.8759
DK_W_Offshore10 | . | S19 | . | T056 | 0.06 | 23.7518
DK_W_Offshore10 | . | S19 | . | T057 | 0.06 | 23.7518
DK_W_Offshore10 | . | S19 | . | T058 | 0.12 | 47.5036
DK_W_Offshore10 | . | S19 | . | T059 | 0.12 | 47.5036
DK_W_Offshore10 | . | S19 | . | T060 | 0.12 | 47.5036
DK_W_Offshore10 | . | S19 | . | T061 | 0.06 | 23.7518
DK_W_Offshore10 | . | S19 | . | T062 | 0.06 | 23.7518
DK_W_Offshore10 | . | S19 | . | T063 | 0.06 | 23.7518
DK_W_Offshore10 | . | S19 | . | T064 | 0.12 | 47.5036
DK_W_Offshore10 | . | S19 | . | T065 | 0.12 | 47.5036
DK_W_Offshore10 | . | S19 | . | T066 | 0.19 | 75.2141
DK_W_Offshore10 | . | S19 | . | T067 | 0.12 | 47.5036
DK_W_Offshore10 | . | S19 | . | T068 | 0.19 | 75.2141
DK_W_Offshore10 | . | S19 | . | T069 | 0.3 | 118.759
DK_W_Offshore10 | . | S19 | . | T070 | 0.42 | 166.2627
DK_W_Offshore10 | . | S19 | . | T071 | 0.42 | 166.2627
DK_W_Offshore10 | . | S19 | . | T072 | 0.42 | 166.2627
DK_W_Offshore10 | . | S19 | . | T073 | 0.42 | 166.2627
DK_W_Offshore10 | . | S19 | . | T074 | 0.42 | 166.2627
DK_W_Offshore10 | . | S19 | . | T075 | 0.42 | 166.2627
DK_W_Offshore10 | . | S19 | . | T076 | 0.42 | 166.2627
DK_W_Offshore10 | . | S19 | . | T077 | 0.42 | 166.2627
DK_W_Offshore10 | . | S19 | . | T078 | 0.42 | 166.2627
DK_W_Offshore10 | . | S19 | . | T079 | 0.57 | 225.6422
DK_W_Offshore10 | . | S19 | . | T080 | 0.3 | 118.759
DK_W_Offshore10 | . | S19 | . | T081 | 0.42 | 166.2627
DK_W_Offshore10 | . | S19 | . | T082 | 0.42 | 166.2627
DK_W_Offshore10 | . | S19 | . | T083 | 0.42 | 166.2627
DK_W_Offshore10 | . | S19 | . | T084 | 0.3 | 118.759
DK_W_Offshore10 | . | S19 | . | T085 | 0.42 | 166.2627
DK_W_Offshore10 | . | S19 | . | T086 | 0.42 | 166.2627
DK_W_Offshore10 | . | S19 | . | T087 | 0.3 | 118.759
DK_W_Offshore10 | . | S19 | . | T088 | 0.42 | 166.2627
DK_W_Offshore10 | . | S19 | . | T089 | 0.42 | 166.2627
DK_W_Offshore10 | . | S19 | . | T090 | 0.57 | 225.6422
DK_W_Offshore10 | . | S19 | . | T091 | 0.72 | 285.0217
DK_W_Offshore10 | . | S19 | . | T092 | 0.72 | 285.0217
DK_W_Offshore10 | . | S19 | . | T093 | 0.85 | 336.484
DK_W_Offshore10 | . | S19 | . | T094 | 0.85 | 336.484
DK_W_Offshore10 | . | S19 | . | T095 | 0.85 | 336.484
DK_W_Offshore10 | . | S19 | . | T096 | 0.85 | 336.484
DK_W_Offshore10 | . | S19 | . | T097 | 0.85 | 336.484
DK_W_Offshore10 | . | S19 | . | T098 | 0.85 | 336.484
DK_W_Offshore10 | . | S19 | . | T099 | 0.85 | 336.484
DK_W_Offshore10 | . | S19 | . | T100 | 0.72 | 285.0217
DK_W_Offshore10 | . | S19 | . | T101 | 0.72 | 285.0217
DK_W_Offshore10 | . | S19 | . | T102 | 0.72 | 285.0217
DK_W_Offshore10 | . | S19 | . | T103 | 0.72 | 285.0217
DK_W_Offshore10 | . | S19 | . | T104 | 0.57 | 225.6422
DK_W_Offshore10 | . | S19 | . | T105 | 0.57 | 225.6422
DK_W_Offshore10 | . | S19 | . | T106 | 0.42 | 166.2627
DK_W_Offshore10 | . | S19 | . | T107 | 0.42 | 166.2627
DK_W_Offshore10 | . | S19 | . | T108 | 0.3 | 118.759
DK_W_Offshore10 | . | S19 | . | T109 | 0.3 | 118.759
DK_W_Offshore10 | . | S19 | . | T110 | 0.3 | 118.759
DK_W_Offshore10 | . | S19 | . | T111 | 0.19 | 75.2141
DK_W_Offshore10 | . | S19 | . | T112 | 0.12 | 47.5036
DK_W_Offshore10 | . | S19 | . | T113 | 0.12 | 47.5036
DK_W_Offshore10 | . | S19 | . | T114 | 0.12 | 47.5036
DK_W_Offshore10 | . | S19 | . | T115 | 0.19 | 75.2141
DK_W_Offshore10 | . | S19 | . | T116 | 0.19 | 75.2141
DK_W_Offshore10 | . | S19 | . | T117 | 0.19 | 75.2141
DK_W_Offshore10 | . | S19 | . | T118 | 0.19 | 75.2141
DK_W_Offshore10 | . | S19 | . | T119 | 0.12 | 47.5036
DK_W_Offshore10 | . | S19 | . | T120 | 0.06 | 23.7518
DK_W_Offshore10 | . | S19 | . | T121 | 0.06 | 23.7518
DK_W_Offshore10 | . | S19 | . | T122 | 0.03 | 11.8759
DK_W_Offshore10 | . | S19 | . | T123 | 0.03 | 11.8759
DK_W_Offshore10 | . | S19 | . | T124 | 0 | 0
DK_W_Offshore10 | . | S19 | . | T125 | 0 | 0
DK_W_Offshore10 | . | S19 | . | T126 | 0 | 0
DK_W_Offshore10 | . | S19 | . | T127 | 0 | 0
DK_W_Offshore10 | . | S19 | . | T128 | 0.3 | 118.759
DK_W_Offshore10 | . | S19 | . | T129 | 0.3 | 118.759
DK_W_Offshore10 | . | S19 | . | T130 | 0.19 | 75.2141
DK_W_Offshore10 | . | S19 | . | T131 | 0.12 | 47.5036
DK_W_Offshore10 | . | S19 | . | T132 | 0.06 | 23.7518
DK_W_Offshore10 | . | S19 | . | T133 | 0.03 | 11.8759
DK_W_Offshore10 | . | S19 | . | T134 | 0.03 | 11.8759
DK_W_Offshore10 | . | S19 | . | T135 | 0.03 | 11.8759
DK_W_Offshore10 | . | S19 | . | T136 | 0.03 | 11.8759
DK_W_Offshore10 | . | S19 | . | T137 | 0.06 | 23.7518
DK_W_Offshore10 | . | S19 | . | T138 | 0.06 | 23.7518
DK_W_Offshore10 | . | S19 | . | T139 | 0.12 | 47.5036
DK_W_Offshore10 | . | S19 | . | T140 | 0.12 | 47.5036
DK_W_Offshore10 | . | S19 | . | T141 | 0.06 | 23.7518
DK_W_Offshore10 | . | S19 | . | T142 | 0.06 | 23.7518
DK_W_Offshore10 | . | S19 | . | T143 | 0.03 | 11.8759
DK_W_Offshore10 | . | S19 | . | T144 | 0 | 0
DK_W_Offshore10 | . | S19 | . | T145 | 0 | 0
DK_W_Offshore10 | . | S19 | . | T146 | 0 | 0
DK_W_Offshore10 | . | S19 | . | T147 | 0 | 0
DK_W_Offshore10 | . | S19 | . | T148 | 0.03 | 11.8759
DK_W_Offshore10 | . | S19 | . | T149 | 0.03 | 11.8759
DK_W_Offshore10 | . | S19 | . | T150 | 0.03 | 11.8759
DK_W_Offshore10 | . | S19 | . | T151 | 0 | 0
DK_W_Offshore10 | . | S19 | . | T152 | 0 | 0
DK_W_Offshore10 | . | S19 | . | T153 | 0 | 0
DK_W_Offshore10 | . | S19 | . | T154 | 0 | 0
DK_W_Offshore10 | . | S19 | . | T155 | 0 | 0
DK_W_Offshore10 | . | S19 | . | T156 | 0 | 0
DK_W_Offshore10 | . | S19 | . | T157 | 0 | 0
DK_W_Offshore10 | . | S19 | . | T158 | 0 | 0
DK_W_Offshore10 | . | S19 | . | T159 | 0 | 0
DK_W_Offshore10 | . | S19 | . | T160 | 0 | 0
DK_W_Offshore10 | . | S19 | . | T161 | 0 | 0
DK_W_Offshore10 | . | S19 | . | T162 | 0 | 0
DK_W_Offshore10 | . | S19 | . | T163 | 0 | 0
DK_W_Offshore10 | . | S19 | . | T164 | 0 | 0
DK_W_Offshore10 | . | S19 | . | T165 | 0 | 0
DK_W_Offshore10 | . | S19 | . | T166 | 0 | 0
DK_W_Offshore10 | . | S19 | . | T167 | 0 | 0
DK_W_Offshore10 | . | S19 | . | T168 | 0 | 0
DK_W_Offshore10 | . | S20 | . | T001 | 0 | 0
DK_W_Offshore10 | . | S20 | . | T002 | 0 | 0
DK_W_Offshore10 | . | S20 | . | T003 | 0 | 0
DK_W_Offshore10 | . | S20 | . | T004 | 0 | 0
DK_W_Offshore10 | . | S20 | . | T005 | 0 | 0
DK_W_Offshore10 | . | S20 | . | T006 | 0 | 0
DK_W_Offshore10 | . | S20 | . | T007 | 0 | 0
DK_W_Offshore10 | . | S20 | . | T008 | 0.03 | 11.8759
DK_W_Offshore10 | . | S20 | . | T009 | 0 | 0
DK_W_Offshore10 | . | S20 | . | T010 | 0 | 0
DK_W_Offshore10 | . | S20 | . | T011 | 0 | 0
DK_W_Offshore10 | . | S20 | . | T012 | 0 | 0
DK_W_Offshore10 | . | S20 | . | T013 | 0 | 0
DK_W_Offshore10 | . | S20 | . | T014 | 0 | 0
DK_W_Offshore10 | . | S20 | . | T015 | 0 | 0
DK_W_Offshore10 | . | S20 | . | T016 | 0 | 0
DK_W_Offshore10 | . | S20 | . | T017 | 0 | 0
DK_W_Offshore10 | . | S20 | . | T018 | 0 | 0
DK_W_Offshore10 | . | S20 | . | T019 | 0 | 0
DK_W_Offshore10 | . | S20 | . | T020 | 0.03 | 11.8759
DK_W_Offshore10 | . | S20 | . | T021 | 0.12 | 47.5036
DK_W_Offshore10 | . | S20 | . | T022 | 0.12 | 47.5036
DK_W_Offshore10 | . | S20 | . | T023 | 0.12 | 47.5036
DK_W_Offshore10 | . | S20 | . | T024 | 0.12 | 47.5036
DK_W_Offshore10 | . | S20 | . | T025 | 0.12 | 47.5036
DK_W_Offshore10 | . | S20 | . | T026 | 0.12 | 47.5036
DK_W_Offshore10 | . | S20 | . | T027 | 0.12 | 47.5036
DK_W_Offshore10 | . | S20 | . | T028 | 0.12 | 47.5036
DK_W_Offshore10 | . | S20 | . | T029 | 0.06 | 23.7518
DK_W_Offshore10 | . | S20 | . | T030 | 0.06 | 23.7518
DK_W_Offshore10 | . | S20 | . | T031 | 0.06 | 23.7518
DK_W_Offshore10 | . | S20 | . | T032 | 0.06 | 23.7518
DK_W_Offshore10 | . | S20 | . | T033 | 0.06 | 23.7518
DK_W_Offshore10 | . | S20 | . | T034 | 0.06 | 23.7518
DK_W_Offshore10 | . | S20 | . | T035 | 0.06 | 23.7518
DK_W_Offshore10 | . | S20 | . | T036 | 0.06 | 23.7518
DK_W_Offshore10 | . | S20 | . | T037 | 0.12 | 47.5036
DK_W_Offshore10 | . | S20 | . | T038 | 0.19 | 75.2141
DK_W_Offshore10 | . | S20 | . | T039 | 0.19 | 75.2141
DK_W_Offshore10 | . | S20 | . | T040 | 0.19 | 75.2141
DK_W_Offshore10 | . | S20 | . | T041 | 0.3 | 118.759
DK_W_Offshore10 | . | S20 | . | T042 | 0.3 | 118.759
DK_W_Offshore10 | . | S20 | . | T043 | 0.3 | 118.759
DK_W_Offshore10 | . | S20 | . | T044 | 0.3 | 118.759
DK_W_Offshore10 | . | S20 | . | T045 | 0.3 | 118.759
DK_W_Offshore10 | . | S20 | . | T046 | 0.3 | 118.759
DK_W_Offshore10 | . | S20 | . | T047 | 0.3 | 118.759
DK_W_Offshore10 | . | S20 | . | T048 | 0.42 | 166.2627
DK_W_Offshore10 | . | S20 | . | T049 | 0.42 | 166.2627
DK_W_Offshore10 | . | S20 | . | T050 | 0.42 | 166.2627
DK_W_Offshore10 | . | S20 | . | T051 | 0.3 | 118.759
DK_W_Offshore10 | . | S20 | . | T052 | 0.3 | 118.759
DK_W_Offshore10 | . | S20 | . | T053 | 0.3 | 118.759
DK_W_Offshore10 | . | S20 | . | T054 | 0.3 | 118.759
DK_W_Offshore10 | . | S20 | . | T055 | 0.3 | 118.759
DK_W_Offshore10 | . | S20 | . | T056 | 0.3 | 118.759
DK_W_Offshore10 | . | S20 | . | T057 | 0.19 | 75.2141
DK_W_Offshore10 | . | S20 | . | T058 | 0.12 | 47.5036
DK_W_Offshore10 | . | S20 | . | T059 | 0.12 | 47.5036
DK_W_Offshore10 | . | S20 | . | T060 | 0.06 | 23.7518
DK_W_Offshore10 | . | S20 | . | T061 | 0 | 0
DK_W_Offshore10 | . | S20 | . | T062 | 0.19 | 75.2141
DK_W_Offshore10 | . | S20 | . | T063 | 0.42 | 166.2627
DK_W_Offshore10 | . | S20 | . | T064 | 0.57 | 225.6422
DK_W_Offshore10 | . | S20 | . | T065 | 0.57 | 225.6422
DK_W_Offshore10 | . | S20 | . | T066 | 0.57 | 225.6422
DK_W_Offshore10 | . | S20 | . | T067 | 0.57 | 225.6422
DK_W_Offshore10 | . | S20 | . | T068 | 0.42 | 166.2627
DK_W_Offshore10 | . | S20 | . | T069 | 0.42 | 166.2627
DK_W_Offshore10 | . | S20 | . | T070 | 0.42 | 166.2627
DK_W_Offshore10 | . | S20 | . | T071 | 0.3 | 118.759
DK_W_Offshore10 | . | S20 | . | T072 | 0.3 | 118.759
DK_W_Offshore10 | . | S20 | . | T073 | 0.3 | 118.759
DK_W_Offshore10 | . | S20 | . | T074 | 0.19 | 75.2141
DK_W_Offshore10 | . | S20 | . | T075 | 0.12 | 47.5036
DK_W_Offshore10 | . | S20 | . | T076 | 0.06 | 23.7518
DK_W_Offshore10 | . | S20 | . | T077 | 0.06 | 23.7518
DK_W_Offshore10 | . | S20 | . | T078 | 0.12 | 47.5036
DK_W_Offshore10 | . | S20 | . | T079 | 0.12 | 47.5036
DK_W_Offshore10 | . | S20 | . | T080 | 0.19 | 75.2141
DK_W_Offshore10 | . | S20 | . | T081 | 0.42 | 166.2627
DK_W_Offshore10 | . | S20 | . | T082 | 0.42 | 166.2627
DK_W_Offshore10 | . | S20 | . | T083 | 0.57 | 225.6422
DK_W_Offshore10 | . | S20 | . | T084 | 0.57 | 225.6422
DK_W_Offshore10 | . | S20 | . | T085 | 0.57 | 225.6422
DK_W_Offshore10 | . | S20 | . | T086 | 0.72 | 285.0217
DK_W_Offshore10 | . | S20 | . | T087 | 0.72 | 285.0217
DK_W_Offshore10 | . | S20 | . | T088 | 0.72 | 285.0217
DK_W_Offshore10 | . | S20 | . | T089 | 0.72 | 285.0217
DK_W_Offshore10 | . | S20 | . | T090 | 0.57 | 225.6422
DK_W_Offshore10 | . | S20 | . | T091 | 0.42 | 166.2627
DK_W_Offshore10 | . | S20 | . | T092 | 0.42 | 166.2627
DK_W_Offshore10 | . | S20 | . | T093 | 0.57 | 225.6422
DK_W_Offshore10 | . | S20 | . | T094 | 0.72 | 285.0217
DK_W_Offshore10 | . | S20 | . | T095 | 0.72 | 285.0217
DK_W_Offshore10 | . | S20 | . | T096 | 0.72 | 285.0217
DK_W_Offshore10 | . | S20 | . | T097 | 0.72 | 285.0217
DK_W_Offshore10 | . | S20 | . | T098 | 0.72 | 285.0217
DK_W_Offshore10 | . | S20 | . | T099 | 0.72 | 285.0217
DK_W_Offshore10 | . | S20 | . | T100 | 0.57 | 225.6422
DK_W_Offshore10 | . | S20 | . | T101 | 0.57 | 225.6422
DK_W_Offshore10 | . | S20 | . | T102 | 0.57 | 225.6422
DK_W_Offshore10 | . | S20 | . | T103 | 0.57 | 225.6422
DK_W_Offshore10 | . | S20 | . | T104 | 0.57 | 225.6422
DK_W_Offshore10 | . | S20 | . | T105 | 0.57 | 225.6422
DK_W_Offshore10 | . | S20 | . | T106 | 0.57 | 225.6422
DK_W_Offshore10 | . | S20 | . | T107 | 0.57 | 225.6422
DK_W_Offshore10 | . | S20 | . | T108 | 0.57 | 225.6422
DK_W_Offshore10 | . | S20 | . | T109 | 0.57 | 225.6422
DK_W_Offshore10 | . | S20 | . | T110 | 0.57 | 225.6422
DK_W_Offshore10 | . | S20 | . | T111 | 0.72 | 285.0217
DK_W_Offshore10 | . | S20 | . | T112 | 0.72 | 285.0217
DK_W_Offshore10 | . | S20 | . | T113 | 0.72 | 285.0217
DK_W_Offshore10 | . | S20 | . | T114 | 0.72 | 285.0217
DK_W_Offshore10 | . | S20 | . | T115 | 0.72 | 285.0217
DK_W_Offshore10 | . | S20 | . | T116 | 0.85 | 336.484
DK_W_Offshore10 | . | S20 | . | T117 | 0.85 | 336.484
DK_W_Offshore10 | . | S20 | . | T118 | 0.72 | 285.0217
DK_W_Offshore10 | . | S20 | . | T119 | 0.72 | 285.0217
DK_W_Offshore10 | . | S20 | . | T120 | 0.57 | 225.6422
DK_W_Offshore10 | . | S20 | . | T121 | 0.57 | 225.6422
DK_W_Offshore10 | . | S20 | . | T122 | 0.3 | 118.759
DK_W_Offshore10 | . | S20 | . | T123 | 0.12 | 47.5036
DK_W_Offshore10 | . | S20 | . | T124 | 0.06 | 23.7518
DK_W_Offshore10 | . | S20 | . | T125 | 0.12 | 47.5036
DK_W_Offshore10 | . | S20 | . | T126 | 0.19 | 75.2141
DK_W_Offshore10 | . | S20 | . | T127 | 0.3 | 118.759
DK_W_Offshore10 | . | S20 | . | T128 | 0.3 | 118.759
DK_W_Offshore10 | . | S20 | . | T129 | 0.42 | 166.2627
DK_W_Offshore10 | . | S20 | . | T130 | 0.42 | 166.2627
DK_W_Offshore10 | . | S20 | . | T131 | 0.42 | 166.2627
DK_W_Offshore10 | . | S20 | . | T132 | 0.42 | 166.2627
DK_W_Offshore10 | . | S20 | . | T133 | 0.57 | 225.6422
DK_W_Offshore10 | . | S20 | . | T134 | 0.72 | 285.0217
DK_W_Offshore10 | . | S20 | . | T135 | 0.85 | 336.484
DK_W_Offshore10 | . | S20 | . | T136 | 0.95 | 376.0703
DK_W_Offshore10 | . | S20 | . | T137 | 0.99 | 391.9049
DK_W_Offshore10 | . | S20 | . | T138 | 0.99 | 391.9049
DK_W_Offshore10 | . | S20 | . | T139 | 1 | 395.8635
DK_W_Offshore10 | . | S20 | . | T140 | 1 | 395.8635
DK_W_Offshore10 | . | S20 | . | T141 | 1 | 395.8635
DK_W_Offshore10 | . | S20 | . | T142 | 0.99 | 391.9049
DK_W_Offshore10 | . | S20 | . | T143 | 0.99 | 391.9049
DK_W_Offshore10 | . | S20 | . | T144 | 0.99 | 391.9049
DK_W_Offshore10 | . | S20 | . | T145 | 0.95 | 376.0703
DK_W_Offshore10 | . | S20 | . | T146 | 0.95 | 376.0703
DK_W_Offshore10 | . | S20 | . | T147 | 0.95 | 376.0703
DK_W_Offshore10 | . | S20 | . | T148 | 0.95 | 376.0703
DK_W_Offshore10 | . | S20 | . | T149 | 0.95 | 376.0703
DK_W_Offshore10 | . | S20 | . | T150 | 0.95 | 376.0703
DK_W_Offshore10 | . | S20 | . | T151 | 0.95 | 376.0703
DK_W_Offshore10 | . | S20 | . | T152 | 0.95 | 376.0703
DK_W_Offshore10 | . | S20 | . | T153 | 0.95 | 376.0703
DK_W_Offshore10 | . | S20 | . | T154 | 0.95 | 376.0703
DK_W_Offshore10 | . | S20 | . | T155 | 0.95 | 376.0703
DK_W_Offshore10 | . | S20 | . | T156 | 0.95 | 376.0703
DK_W_Offshore10 | . | S20 | . | T157 | 0.95 | 376.0703
DK_W_Offshore10 | . | S20 | . | T158 | 0.95 | 376.0703
DK_W_Offshore10 | . | S20 | . | T159 | 0.85 | 336.484
DK_W_Offshore10 | . | S20 | . | T160 | 0.85 | 336.484
DK_W_Offshore10 | . | S20 | . | T161 | 0.72 | 285.0217
DK_W_Offshore10 | . | S20 | . | T162 | 0.72 | 285.0217
DK_W_Offshore10 | . | S20 | . | T163 | 0.72 | 285.0217
DK_W_Offshore10 | . | S20 | . | T164 | 0.57 | 225.6422
DK_W_Offshore10 | . | S20 | . | T165 | 0.57 | 225.6422
DK_W_Offshore10 | . | S20 | . | T166 | 0.57 | 225.6422
DK_W_Offshore10 | . | S20 | . | T167 | 0.42 | 166.2627
DK_W_Offshore10 | . | S20 | . | T168 | 0.42 | 166.2627
DK_W_Offshore10 | . | S21 | . | T001 | 0.3 | 118.759
DK_W_Offshore10 | . | S21 | . | T002 | 0.3 | 118.759
DK_W_Offshore10 | . | S21 | . | T003 | 0.3 | 118.759
DK_W_Offshore10 | . | S21 | . | T004 | 0.3 | 118.759
DK_W_Offshore10 | . | S21 | . | T005 | 0.19 | 75.2141
DK_W_Offshore10 | . | S21 | . | T006 | 0.19 | 75.2141
DK_W_Offshore10 | . | S21 | . | T007 | 0.19 | 75.2141
DK_W_Offshore10 | . | S21 | . | T008 | 0.19 | 75.2141
DK_W_Offshore10 | . | S21 | . | T009 | 0.19 | 75.2141
DK_W_Offshore10 | . | S21 | . | T010 | 0.3 | 118.759
DK_W_Offshore10 | . | S21 | . | T011 | 0.3 | 118.759
DK_W_Offshore10 | . | S21 | . | T012 | 0.42 | 166.2627
DK_W_Offshore10 | . | S21 | . | T013 | 0.42 | 166.2627
DK_W_Offshore10 | . | S21 | . | T014 | 0.3 | 118.759
DK_W_Offshore10 | . | S21 | . | T015 | 0.42 | 166.2627
DK_W_Offshore10 | . | S21 | . | T016 | 0.42 | 166.2627
DK_W_Offshore10 | . | S21 | . | T017 | 0.42 | 166.2627
DK_W_Offshore10 | . | S21 | . | T018 | 0.42 | 166.2627
DK_W_Offshore10 | . | S21 | . | T019 | 0.42 | 166.2627
DK_W_Offshore10 | . | S21 | . | T020 | 0.3 | 118.759
DK_W_Offshore10 | . | S21 | . | T021 | 0.42 | 166.2627
DK_W_Offshore10 | . | S21 | . | T022 | 0.42 | 166.2627
DK_W_Offshore10 | . | S21 | . | T023 | 0.42 | 166.2627
DK_W_Offshore10 | . | S21 | . | T024 | 0.42 | 166.2627
DK_W_Offshore10 | . | S21 | . | T025 | 0.42 | 166.2627
DK_W_Offshore10 | . | S21 | . | T026 | 0.42 | 166.2627
DK_W_Offshore10 | . | S21 | . | T027 | 0.42 | 166.2627
DK_W_Offshore10 | . | S21 | . | T028 | 0.42 | 166.2627
DK_W_Offshore10 | . | S21 | . | T029 | 0.42 | 166.2627
DK_W_Offshore10 | . | S21 | . | T030 | 0.3 | 118.759
DK_W_Offshore10 | . | S21 | . | T031 | 0.3 | 118.759
DK_W_Offshore10 | . | S21 | . | T032 | 0.19 | 75.2141
DK_W_Offshore10 | . | S21 | . | T033 | 0.19 | 75.2141
DK_W_Offshore10 | . | S21 | . | T034 | 0.12 | 47.5036
DK_W_Offshore10 | . | S21 | . | T035 | 0.06 | 23.7518
DK_W_Offshore10 | . | S21 | . | T036 | 0.03 | 11.8759
DK_W_Offshore10 | . | S21 | . | T037 | 0.03 | 11.8759
DK_W_Offshore10 | . | S21 | . | T038 | 0.03 | 11.8759
DK_W_Offshore10 | . | S21 | . | T039 | 0.03 | 11.8759
DK_W_Offshore10 | . | S21 | . | T040 | 0.06 | 23.7518
DK_W_Offshore10 | . | S21 | . | T041 | 0.06 | 23.7518
DK_W_Offshore10 | . | S21 | . | T042 | 0.06 | 23.7518
DK_W_Offshore10 | . | S21 | . | T043 | 0.12 | 47.5036
DK_W_Offshore10 | . | S21 | . | T044 | 0.12 | 47.5036
DK_W_Offshore10 | . | S21 | . | T045 | 0.12 | 47.5036
DK_W_Offshore10 | . | S21 | . | T046 | 0.06 | 23.7518
DK_W_Offshore10 | . | S21 | . | T047 | 0.06 | 23.7518
DK_W_Offshore10 | . | S21 | . | T048 | 0.03 | 11.8759
DK_W_Offshore10 | . | S21 | . | T049 | 0.03 | 11.8759
DK_W_Offshore10 | . | S21 | . | T050 | 0 | 0
DK_W_Offshore10 | . | S21 | . | T051 | 0 | 0
DK_W_Offshore10 | . | S21 | . | T052 | 0 | 0
DK_W_Offshore10 | . | S21 | . | T053 | 0 | 0
DK_W_Offshore10 | . | S21 | . | T054 | 0 | 0
DK_W_Offshore10 | . | S21 | . | T055 | 0 | 0
DK_W_Offshore10 | . | S21 | . | T056 | 0 | 0
DK_W_Offshore10 | . | S21 | . | T057 | 0 | 0
DK_W_Offshore10 | . | S21 | . | T058 | 0 | 0
DK_W_Offshore10 | . | S21 | . | T059 | 0 | 0
DK_W_Offshore10 | . | S21 | . | T060 | 0 | 0
DK_W_Offshore10 | . | S21 | . | T061 | 0 | 0
DK_W_Offshore10 | . | S21 | . | T062 | 0 | 0
DK_W_Offshore10 | . | S21 | . | T063 | 0 | 0
DK_W_Offshore10 | . | S21 | . | T064 | 0 | 0
DK_W_Offshore10 | . | S21 | . | T065 | 0 | 0
DK_W_Offshore10 | . | S21 | . | T066 | 0.03 | 11.8759
DK_W_Offshore10 | . | S21 | . | T067 | 0.06 | 23.7518
DK_W_Offshore10 | . | S21 | . | T068 | 0.06 | 23.7518
DK_W_Offshore10 | . | S21 | . | T069 | 0.06 | 23.7518
DK_W_Offshore10 | . | S21 | . | T070 | 0.06 | 23.7518
DK_W_Offshore10 | . | S21 | . | T071 | 0.06 | 23.7518
DK_W_Offshore10 | . | S21 | . | T072 | 0.03 | 11.8759
DK_W_Offshore10 | . | S21 | . | T073 | 0 | 0
DK_W_Offshore10 | . | S21 | . | T074 | 0 | 0
DK_W_Offshore10 | . | S21 | . | T075 | 0 | 0
DK_W_Offshore10 | . | S21 | . | T076 | 0 | 0
DK_W_Offshore10 | . | S21 | . | T077 | 0 | 0
DK_W_Offshore10 | . | S21 | . | T078 | 0 | 0
DK_W_Offshore10 | . | S21 | . | T079 | 0 | 0
DK_W_Offshore10 | . | S21 | . | T080 | 0 | 0
DK_W_Offshore10 | . | S21 | . | T081 | 0 | 0
DK_W_Offshore10 | . | S21 | . | T082 | 0 | 0
DK_W_Offshore10 | . | S21 | . | T083 | 0 | 0
DK_W_Offshore10 | . | S21 | . | T084 | 0 | 0
DK_W_Offshore10 | . | S21 | . | T085 | 0 | 0
DK_W_Offshore10 | . | S21 | . | T086 | 0 | 0
DK_W_Offshore10 | . | S21 | . | T087 | 0 | 0
DK_W_Offshore10 | . | S21 | . | T088 | 0 | 0
DK_W_Offshore10 | . | S21 | . | T089 | 0 | 0
DK_W_Offshore10 | . | S21 | . | T090 | 0 | 0
DK_W_Offshore10 | . | S21 | . | T091 | 0.03 | 11.8759
DK_W_Offshore10 | . | S21 | . | T092 | 0.03 | 11.8759
DK_W_Offshore10 | . | S21 | . | T093 | 0.03 | 11.8759
DK_W_Offshore10 | . | S21 | . | T094 | 0.03 | 11.8759
DK_W_Offshore10 | . | S21 | . | T095 | 0.03 | 11.8759
DK_W_Offshore10 | . | S21 | . | T096 | 0.03 | 11.8759
DK_W_Offshore10 | . | S21 | . | T097 | 0.03 | 11.8759
DK_W_Offshore10 | . | S21 | . | T098 | 0.06 | 23.7518
DK_W_Offshore10 | . | S21 | . | T099 | 0.06 | 23.7518
DK_W_Offshore10 | . | S21 | . | T100 | 0.06 | 23.7518
DK_W_Offshore10 | . | S21 | . | T101 | 0.12 | 47.5036
DK_W_Offshore10 | . | S21 | . | T102 | 0.12 | 47.5036
DK_W_Offshore10 | . | S21 | . | T103 | 0.12 | 47.5036
DK_W_Offshore10 | . | S21 | . | T104 | 0.12 | 47.5036
DK_W_Offshore10 | . | S21 | . | T105 | 0.19 | 75.2141
DK_W_Offshore10 | . | S21 | . | T106 | 0.19 | 75.2141
DK_W_Offshore10 | . | S21 | . | T107 | 0.3 | 118.759
DK_W_Offshore10 | . | S21 | . | T108 | 0.3 | 118.759
DK_W_Offshore10 | . | S21 | . | T109 | 0.3 | 118.759
DK_W_Offshore10 | . | S21 | . | T110 | 0.42 | 166.2627
DK_W_Offshore10 | . | S21 | . | T111 | 0.42 | 166.2627
DK_W_Offshore10 | . | S21 | . | T112 | 0.42 | 166.2627
DK_W_Offshore10 | . | S21 | . | T113 | 0.57 | 225.6422
DK_W_Offshore10 | . | S21 | . | T114 | 0.57 | 225.6422
DK_W_Offshore10 | . | S21 | . | T115 | 0.57 | 225.6422
DK_W_Offshore10 | . | S21 | . | T116 | 0.57 | 225.6422
DK_W_Offshore10 | . | S21 | . | T117 | 0.57 | 225.6422
DK_W_Offshore10 | . | S21 | . | T118 | 0.42 | 166.2627
DK_W_Offshore10 | . | S21 | . | T119 | 0.42 | 166.2627
DK_W_Offshore10 | . | S21 | . | T120 | 0.3 | 118.759
DK_W_Offshore10 | . | S21 | . | T121 | 0.3 | 118.759
DK_W_Offshore10 | . | S21 | . | T122 | 0.3 | 118.759
DK_W_Offshore10 | . | S21 | . | T123 | 0.3 | 118.759
DK_W_Offshore10 | . | S21 | . | T124 | 0.19 | 75.2141
DK_W_Offshore10 | . | S21 | . | T125 | 0.19 | 75.2141
DK_W_Offshore10 | . | S21 | . | T126 | 0.12 | 47.5036
DK_W_Offshore10 | . | S21 | . | T127 | 0.06 | 23.7518
DK_W_Offshore10 | . | S21 | . | T128 | 0.19 | 75.2141
DK_W_Offshore10 | . | S21 | . | T129 | 0.12 | 47.5036
DK_W_Offshore10 | . | S21 | . | T130 | 0.12 | 47.5036
DK_W_Offshore10 | . | S21 | . | T131 | 0.06 | 23.7518
DK_W_Offshore10 | . | S21 | . | T132 | 0.03 | 11.8759
DK_W_Offshore10 | . | S21 | . | T133 | 0.03 | 11.8759
DK_W_Offshore10 | . | S21 | . | T134 | 0.03 | 11.8759
DK_W_Offshore10 | . | S21 | . | T135 | 0.03 | 11.8759
DK_W_Offshore10 | . | S21 | . | T136 | 0.03 | 11.8759
DK_W_Offshore10 | . | S21 | . | T137 | 0.03 | 11.8759
DK_W_Offshore10 | . | S21 | . | T138 | 0.03 | 11.8759
DK_W_Offshore10 | . | S21 | . | T139 | 0.03 | 11.8759
DK_W_Offshore10 | . | S21 | . | T140 | 0.03 | 11.8759
DK_W_Offshore10 | . | S21 | . | T141 | 0 | 0
DK_W_Offshore10 | . | S21 | . | T142 | 0 | 0
DK_W_Offshore10 | . | S21 | . | T143 | 0 | 0
DK_W_Offshore10 | . | S21 | . | T144 | 0 | 0
DK_W_Offshore10 | . | S21 | . | T145 | 0 | 0
DK_W_Offshore10 | . | S21 | . | T146 | 0.03 | 11.8759
DK_W_Offshore10 | . | S21 | . | T147 | 0.06 | 23.7518
DK_W_Offshore10 | . | S21 | . | T148 | 0.06 | 23.7518
DK_W_Offshore10 | . | S21 | . | T149 | 0.06 | 23.7518
DK_W_Offshore10 | . | S21 | . | T150 | 0.03 | 11.8759
DK_W_Offshore10 | . | S21 | . | T151 | 0.03 | 11.8759
DK_W_Offshore10 | . | S21 | . | T152 | 0 | 0
DK_W_Offshore10 | . | S21 | . | T153 | 0 | 0
DK_W_Offshore10 | . | S21 | . | T154 | 0 | 0
DK_W_Offshore10 | . | S21 | . | T155 | 0 | 0
DK_W_Offshore10 | . | S21 | . | T156 | 0.03 | 11.8759
DK_W_Offshore10 | . | S21 | . | T157 | 0.03 | 11.8759
DK_W_Offshore10 | . | S21 | . | T158 | 0.03 | 11.8759
DK_W_Offshore10 | . | S21 | . | T159 | 0.03 | 11.8759
DK_W_Offshore10 | . | S21 | . | T160 | 0.06 | 23.7518
DK_W_Offshore10 | . | S21 | . | T161 | 0.06 | 23.7518
DK_W_Offshore10 | . | S21 | . | T162 | 0.06 | 23.7518
DK_W_Offshore10 | . | S21 | . | T163 | 0.12 | 47.5036
DK_W_Offshore10 | . | S21 | . | T164 | 0.19 | 75.2141
DK_W_Offshore10 | . | S21 | . | T165 | 0.19 | 75.2141
DK_W_Offshore10 | . | S21 | . | T166 | 0.3 | 118.759
DK_W_Offshore10 | . | S21 | . | T167 | 0.3 | 118.759
DK_W_Offshore10 | . | S21 | . | T168 | 0.42 | 166.2627
DK_W_Offshore10 | . | S22 | . | T001 | 0.3 | 118.759
DK_W_Offshore10 | . | S22 | . | T002 | 0.3 | 118.759
DK_W_Offshore10 | . | S22 | . | T003 | 0.3 | 118.759
DK_W_Offshore10 | . | S22 | . | T004 | 0.19 | 75.2141
DK_W_Offshore10 | . | S22 | . | T005 | 0.19 | 75.2141
DK_W_Offshore10 | . | S22 | . | T006 | 0.12 | 47.5036
DK_W_Offshore10 | . | S22 | . | T007 | 0.06 | 23.7518
DK_W_Offshore10 | . | S22 | . | T008 | 0.03 | 11.8759
DK_W_Offshore10 | . | S22 | . | T009 | 0 | 0
DK_W_Offshore10 | . | S22 | . | T010 | 0 | 0
DK_W_Offshore10 | . | S22 | . | T011 | 0.03 | 11.8759
DK_W_Offshore10 | . | S22 | . | T012 | 0.12 | 47.5036
DK_W_Offshore10 | . | S22 | . | T013 | 0.3 | 118.759
DK_W_Offshore10 | . | S22 | . | T014 | 0.42 | 166.2627
DK_W_Offshore10 | . | S22 | . | T015 | 0.57 | 225.6422
DK_W_Offshore10 | . | S22 | . | T016 | 0.72 | 285.0217
DK_W_Offshore10 | . | S22 | . | T017 | 0.72 | 285.0217
DK_W_Offshore10 | . | S22 | . | T018 | 0.72 | 285.0217
DK_W_Offshore10 | . | S22 | . | T019 | 0.72 | 285.0217
DK_W_Offshore10 | . | S22 | . | T020 | 0.72 | 285.0217
DK_W_Offshore10 | . | S22 | . | T021 | 0.72 | 285.0217
DK_W_Offshore10 | . | S22 | . | T022 | 0.72 | 285.0217
DK_W_Offshore10 | . | S22 | . | T023 | 0.72 | 285.0217
DK_W_Offshore10 | . | S22 | . | T024 | 0.85 | 336.484
DK_W_Offshore10 | . | S22 | . | T025 | 0.85 | 336.484
DK_W_Offshore10 | . | S22 | . | T026 | 0.85 | 336.484
DK_W_Offshore10 | . | S22 | . | T027 | 0.85 | 336.484
DK_W_Offshore10 | . | S22 | . | T028 | 0.85 | 336.484
DK_W_Offshore10 | . | S22 | . | T029 | 0.72 | 285.0217
DK_W_Offshore10 | . | S22 | . | T030 | 0.72 | 285.0217
DK_W_Offshore10 | . | S22 | . | T031 | 0.72 | 285.0217
DK_W_Offshore10 | . | S22 | . | T032 | 0.72 | 285.0217
DK_W_Offshore10 | . | S22 | . | T033 | 0.72 | 285.0217
DK_W_Offshore10 | . | S22 | . | T034 | 0.72 | 285.0217
DK_W_Offshore10 | . | S22 | . | T035 | 0.72 | 285.0217
DK_W_Offshore10 | . | S22 | . | T036 | 0.72 | 285.0217
DK_W_Offshore10 | . | S22 | . | T037 | 0.72 | 285.0217
DK_W_Offshore10 | . | S22 | . | T038 | 0.57 | 225.6422
DK_W_Offshore10 | . | S22 | . | T039 | 0.57 | 225.6422
DK_W_Offshore10 | . | S22 | . | T040 | 0.57 | 225.6422
DK_W_Offshore10 | . | S22 | . | T041 | 0.57 | 225.6422
DK_W_Offshore10 | . | S22 | . | T042 | 0.57 | 225.6422
DK_W_Offshore10 | . | S22 | . | T043 | 0.57 | 225.6422
DK_W_Offshore10 | . | S22 | . | T044 | 0.57 | 225.6422
DK_W_Offshore10 | . | S22 | . | T045 | 0.57 | 225.6422
DK_W_Offshore10 | . | S22 | . | T046 | 0.57 | 225.6422
DK_W_Offshore10 | . | S22 | . | T047 | 0.57 | 225.6422
DK_W_Offshore10 | . | S22 | . | T048 | 0.57 | 225.6422
DK_W_Offshore10 | . | S22 | . | T049 | 0.72 | 285.0217
DK_W_Offshore10 | . | S22 | . | T050 | 0.85 | 336.484
DK_W_Offshore10 | . | S22 | . | T051 | 0.95 | 376.0703
DK_W_Offshore10 | . | S22 | . | T052 | 0.99 | 391.9049
DK_W_Offshore10 | . | S22 | . | T053 | 1 | 395.8635
DK_W_Offshore10 | . | S22 | . | T054 | 1 | 395.8635
DK_W_Offshore10 | . | S22 | . | T055 | 1 | 395.8635
DK_W_Offshore10 | . | S22 | . | T056 | 1 | 395.8635
DK_W_Offshore10 | . | S22 | . | T057 | 1 | 395.8635
DK_W_Offshore10 | . | S22 | . | T058 | 1 | 395.8635
DK_W_Offshore10 | . | S22 | . | T059 | 1 | 395.8635
DK_W_Offshore10 | . | S22 | . | T060 | 1 | 395.8635
DK_W_Offshore10 | . | S22 | . | T061 | 1 | 395.8635
DK_W_Offshore10 | . | S22 | . | T062 | 1 | 395.8635
DK_W_Offshore10 | . | S22 | . | T063 | 1 | 395.8635
DK_W_Offshore10 | . | S22 | . | T064 | 1 | 395.8635
DK_W_Offshore10 | . | S22 | . | T065 | 1 | 395.8635
DK_W_Offshore10 | . | S22 | . | T066 | 1 | 395.8635
DK_W_Offshore10 | . | S22 | . | T067 | 1 | 395.8635
DK_W_Offshore10 | . | S22 | . | T068 | 1 | 395.8635
DK_W_Offshore10 | . | S22 | . | T069 | 0.99 | 391.9049
DK_W_Offshore10 | . | S22 | . | T070 | 0.99 | 391.9049
DK_W_Offshore10 | . | S22 | . | T071 | 0.95 | 376.0703
DK_W_Offshore10 | . | S22 | . | T072 | 0.95 | 376.0703
DK_W_Offshore10 | . | S22 | . | T073 | 0.85 | 336.484
DK_W_Offshore10 | . | S22 | . | T074 | 0.85 | 336.484
DK_W_Offshore10 | . | S22 | . | T075 | 0.72 | 285.0217
DK_W_Offshore10 | . | S22 | . | T076 | 0.72 | 285.0217
DK_W_Offshore10 | . | S22 | . | T077 | 0.72 | 285.0217
DK_W_Offshore10 | . | S22 | . | T078 | 0.57 | 225.6422
DK_W_Offshore10 | . | S22 | . | T079 | 0.57 | 225.6422
DK_W_Offshore10 | . | S22 | . | T080 | 0.57 | 225.6422
DK_W_Offshore10 | . | S22 | . | T081 | 0.42 | 166.2627
DK_W_Offshore10 | . | S22 | . | T082 | 0.3 | 118.759
DK_W_Offshore10 | . | S22 | . | T083 | 0.3 | 118.759
DK_W_Offshore10 | . | S22 | . | T084 | 0.3 | 118.759
DK_W_Offshore10 | . | S22 | . | T085 | 0.3 | 118.759
DK_W_Offshore10 | . | S22 | . | T086 | 0.3 | 118.759
DK_W_Offshore10 | . | S22 | . | T087 | 0.3 | 118.759
DK_W_Offshore10 | . | S22 | . | T088 | 0.3 | 118.759
DK_W_Offshore10 | . | S22 | . | T089 | 0.3 | 118.759
DK_W_Offshore10 | . | S22 | . | T090 | 0.19 | 75.2141
DK_W_Offshore10 | . | S22 | . | T091 | 0.19 | 75.2141
DK_W_Offshore10 | . | S22 | . | T092 | 0.19 | 75.2141
DK_W_Offshore10 | . | S22 | . | T093 | 0.19 | 75.2141
DK_W_Offshore10 | . | S22 | . | T094 | 0.12 | 47.5036
DK_W_Offshore10 | . | S22 | . | T095 | 0.12 | 47.5036
DK_W_Offshore10 | . | S22 | . | T096 | 0.12 | 47.5036
DK_W_Offshore10 | . | S22 | . | T097 | 0.12 | 47.5036
DK_W_Offshore10 | . | S22 | . | T098 | 0.19 | 75.2141
DK_W_Offshore10 | . | S22 | . | T099 | 0.3 | 118.759
DK_W_Offshore10 | . | S22 | . | T100 | 0.3 | 118.759
DK_W_Offshore10 | . | S22 | . | T101 | 0.3 | 118.759
DK_W_Offshore10 | . | S22 | . | T102 | 0.3 | 118.759
DK_W_Offshore10 | . | S22 | . | T103 | 0.3 | 118.759
DK_W_Offshore10 | . | S22 | . | T104 | 0.42 | 166.2627
DK_W_Offshore10 | . | S22 | . | T105 | 0.42 | 166.2627
DK_W_Offshore10 | . | S22 | . | T106 | 0.3 | 118.759
DK_W_Offshore10 | . | S22 | . | T107 | 0.42 | 166.2627
DK_W_Offshore10 | . | S22 | . | T108 | 0.42 | 166.2627
DK_W_Offshore10 | . | S22 | . | T109 | 0.57 | 225.6422
DK_W_Offshore10 | . | S22 | . | T110 | 0.57 | 225.6422
DK_W_Offshore10 | . | S22 | . | T111 | 0.57 | 225.6422
DK_W_Offshore10 | . | S22 | . | T112 | 0.57 | 225.6422
DK_W_Offshore10 | . | S22 | . | T113 | 0.57 | 225.6422
DK_W_Offshore10 | . | S22 | . | T114 | 0.57 | 225.6422
DK_W_Offshore10 | . | S22 | . | T115 | 0.57 | 225.6422
DK_W_Offshore10 | . | S22 | . | T116 | 0.57 | 225.6422
DK_W_Offshore10 | . | S22 | . | T117 | 0.57 | 225.6422
DK_W_Offshore10 | . | S22 | . | T118 | 0.72 | 285.0217
DK_W_Offshore10 | . | S22 | . | T119 | 0.72 | 285.0217
DK_W_Offshore10 | . | S22 | . | T120 | 0.72 | 285.0217
DK_W_Offshore10 | . | S22 | . | T121 | 0.72 | 285.0217
DK_W_Offshore10 | . | S22 | . | T122 | 0.72 | 285.0217
DK_W_Offshore10 | . | S22 | . | T123 | 0.57 | 225.6422
DK_W_Offshore10 | . | S22 | . | T124 | 0.57 | 225.6422
DK_W_Offshore10 | . | S22 | . | T125 | 0.57 | 225.6422
DK_W_Offshore10 | . | S22 | . | T126 | 0.57 | 225.6422
DK_W_Offshore10 | . | S22 | . | T127 | 0.57 | 225.6422
DK_W_Offshore10 | . | S22 | . | T128 | 0.42 | 166.2627
DK_W_Offshore10 | . | S22 | . | T129 | 0.42 | 166.2627
DK_W_Offshore10 | . | S22 | . | T130 | 0.3 | 118.759
DK_W_Offshore10 | . | S22 | . | T131 | 0.3 | 118.759
DK_W_Offshore10 | . | S22 | . | T132 | 0.3 | 118.759
DK_W_Offshore10 | . | S22 | . | T133 | 0.3 | 118.759
DK_W_Offshore10 | . | S22 | . | T134 | 0.42 | 166.2627
DK_W_Offshore10 | . | S22 | . | T135 | 0.57 | 225.6422
DK_W_Offshore10 | . | S22 | . | T136 | 0.42 | 166.2627
DK_W_Offshore10 | . | S22 | . | T137 | 0.57 | 225.6422
DK_W_Offshore10 | . | S22 | . | T138 | 0.57 | 225.6422
DK_W_Offshore10 | . | S22 | . | T139 | 0.57 | 225.6422
DK_W_Offshore10 | . | S22 | . | T140 | 0.42 | 166.2627
DK_W_Offshore10 | . | S22 | . | T141 | 0.42 | 166.2627
DK_W_Offshore10 | . | S22 | . | T142 | 0.3 | 118.759
DK_W_Offshore10 | . | S22 | . | T143 | 0.3 | 118.759
DK_W_Offshore10 | . | S22 | . | T144 | 0.3 | 118.759
DK_W_Offshore10 | . | S22 | . | T145 | 0.3 | 118.759
DK_W_Offshore10 | . | S22 | . | T146 | 0.42 | 166.2627
DK_W_Offshore10 | . | S22 | . | T147 | 0.57 | 225.6422
DK_W_Offshore10 | . | S22 | . | T148 | 0.57 | 225.6422
DK_W_Offshore10 | . | S22 | . | T149 | 0.57 | 225.6422
DK_W_Offshore10 | . | S22 | . | T150 | 0.42 | 166.2627
DK_W_Offshore10 | . | S22 | . | T151 | 0.42 | 166.2627
DK_W_Offshore10 | . | S22 | . | T152 | 0.42 | 166.2627
DK_W_Offshore10 | . | S22 | . | T153 | 0.3 | 118.759
DK_W_Offshore10 | . | S22 | . | T154 | 0.12 | 47.5036
DK_W_Offshore10 | . | S22 | . | T155 | 0.19 | 75.2141
DK_W_Offshore10 | . | S22 | . | T156 | 0.42 | 166.2627
DK_W_Offshore10 | . | S22 | . | T157 | 0.57 | 225.6422
DK_W_Offshore10 | . | S22 | . | T158 | 0.72 | 285.0217
DK_W_Offshore10 | . | S22 | . | T159 | 0.95 | 376.0703
DK_W_Offshore10 | . | S22 | . | T160 | 0.99 | 391.9049
DK_W_Offshore10 | . | S22 | . | T161 | 1 | 395.8635
DK_W_Offshore10 | . | S22 | . | T162 | 1 | 395.8635
DK_W_Offshore10 | . | S22 | . | T163 | 1 | 395.8635
DK_W_Offshore10 | . | S22 | . | T164 | 1 | 395.8635
DK_W_Offshore10 | . | S22 | . | T165 | 1 | 395.8635
DK_W_Offshore10 | . | S22 | . | T166 | 1 | 395.8635
DK_W_Offshore10 | . | S22 | . | T167 | 1 | 395.8635
DK_W_Offshore10 | . | S22 | . | T168 | 1 | 395.8635
DK_W_Offshore10 | . | S23 | . | T001 | 1 | 395.8635
DK_W_Offshore10 | . | S23 | . | T002 | 1 | 395.8635
DK_W_Offshore10 | . | S23 | . | T003 | 1 | 395.8635
DK_W_Offshore10 | . | S23 | . | T004 | 1 | 395.8635
DK_W_Offshore10 | . | S23 | . | T005 | 1 | 395.8635
DK_W_Offshore10 | . | S23 | . | T006 | 1 | 395.8635
DK_W_Offshore10 | . | S23 | . | T007 | 1 | 395.8635
DK_W_Offshore10 | . | S23 | . | T008 | 1 | 395.8635
DK_W_Offshore10 | . | S23 | . | T009 | 1 | 395.8635
DK_W_Offshore10 | . | S23 | . | T010 | 1 | 395.8635
DK_W_Offshore10 | . | S23 | . | T011 | 1 | 395.8635
DK_W_Offshore10 | . | S23 | . | T012 | 1 | 395.8635
DK_W_Offshore10 | . | S23 | . | T013 | 1 | 395.8635
DK_W_Offshore10 | . | S23 | . | T014 | 1 | 395.8635
DK_W_Offshore10 | . | S23 | . | T015 | 1 | 395.8635
DK_W_Offshore10 | . | S23 | . | T016 | 1 | 395.8635
DK_W_Offshore10 | . | S23 | . | T017 | 1 | 395.8635
DK_W_Offshore10 | . | S23 | . | T018 | 1 | 395.8635
DK_W_Offshore10 | . | S23 | . | T019 | 1 | 395.8635
DK_W_Offshore10 | . | S23 | . | T020 | 1 | 395.8635
DK_W_Offshore10 | . | S23 | . | T021 | 1 | 395.8635
DK_W_Offshore10 | . | S23 | . | T022 | 1 | 395.8635
DK_W_Offshore10 | . | S23 | . | T023 | 1 | 395.8635
DK_W_Offshore10 | . | S23 | . | T024 | 0.99 | 391.9049
DK_W_Offshore10 | . | S23 | . | T025 | 0.99 | 391.9049
DK_W_Offshore10 | . | S23 | . | T026 | 0.99 | 391.9049
DK_W_Offshore10 | . | S23 | . | T027 | 0.95 | 376.0703
DK_W_Offshore10 | . | S23 | . | T028 | 0.85 | 336.484
DK_W_Offshore10 | . | S23 | . | T029 | 0.72 | 285.0217
DK_W_Offshore10 | . | S23 | . | T030 | 0.72 | 285.0217
DK_W_Offshore10 | . | S23 | . | T031 | 0.57 | 225.6422
DK_W_Offshore10 | . | S23 | . | T032 | 0.42 | 166.2627
DK_W_Offshore10 | . | S23 | . | T033 | 0.42 | 166.2627
DK_W_Offshore10 | . | S23 | . | T034 | 0.42 | 166.2627
DK_W_Offshore10 | . | S23 | . | T035 | 0.57 | 225.6422
DK_W_Offshore10 | . | S23 | . | T036 | 0.57 | 225.6422
DK_W_Offshore10 | . | S23 | . | T037 | 0.72 | 285.0217
DK_W_Offshore10 | . | S23 | . | T038 | 0.72 | 285.0217
DK_W_Offshore10 | . | S23 | . | T039 | 0.72 | 285.0217
DK_W_Offshore10 | . | S23 | . | T040 | 0.72 | 285.0217
DK_W_Offshore10 | . | S23 | . | T041 | 0.72 | 285.0217
DK_W_Offshore10 | . | S23 | . | T042 | 0.72 | 285.0217
DK_W_Offshore10 | . | S23 | . | T043 | 0.72 | 285.0217
DK_W_Offshore10 | . | S23 | . | T044 | 0.72 | 285.0217
DK_W_Offshore10 | . | S23 | . | T045 | 0.72 | 285.0217
DK_W_Offshore10 | . | S23 | . | T046 | 0.72 | 285.0217
DK_W_Offshore10 | . | S23 | . | T047 | 0.72 | 285.0217
DK_W_Offshore10 | . | S23 | . | T048 | 0.72 | 285.0217
DK_W_Offshore10 | . | S23 | . | T049 | 0.57 | 225.6422
DK_W_Offshore10 | . | S23 | . | T050 | 0.57 | 225.6422
DK_W_Offshore10 | . | S23 | . | T051 | 0.57 | 225.6422
DK_W_Offshore10 | . | S23 | . | T052 | 0.42 | 166.2627
DK_W_Offshore10 | . | S23 | . | T053 | 0.3 | 118.759
DK_W_Offshore10 | . | S23 | . | T054 | 0.19 | 75.2141
DK_W_Offshore10 | . | S23 | . | T055 | 0.19 | 75.2141
DK_W_Offshore10 | . | S23 | . | T056 | 0.12 | 47.5036
DK_W_Offshore10 | . | S23 | . | T057 | 0.12 | 47.5036
DK_W_Offshore10 | . | S23 | . | T058 | 0.12 | 47.5036
DK_W_Offshore10 | . | S23 | . | T059 | 0.12 | 47.5036
DK_W_Offshore10 | . | S23 | . | T060 | 0.12 | 47.5036
DK_W_Offshore10 | . | S23 | . | T061 | 0.12 | 47.5036
DK_W_Offshore10 | . | S23 | . | T062 | 0.19 | 75.2141
DK_W_Offshore10 | . | S23 | . | T063 | 0.19 | 75.2141
DK_W_Offshore10 | . | S23 | . | T064 | 0.19 | 75.2141
DK_W_Offshore10 | . | S23 | . | T065 | 0.3 | 118.759
DK_W_Offshore10 | . | S23 | . | T066 | 0.3 | 118.759
DK_W_Offshore10 | . | S23 | . | T067 | 0.3 | 118.759
DK_W_Offshore10 | . | S23 | . | T068 | 0.3 | 118.759
DK_W_Offshore10 | . | S23 | . | T069 | 0.3 | 118.759
DK_W_Offshore10 | . | S23 | . | T070 | 0.3 | 118.759
DK_W_Offshore10 | . | S23 | . | T071 | 0.3 | 118.759
DK_W_Offshore10 | . | S23 | . | T072 | 0.19 | 75.2141
DK_W_Offshore10 | . | S23 | . | T073 | 0.19 | 75.2141
DK_W_Offshore10 | . | S23 | . | T074 | 0.19 | 75.2141
DK_W_Offshore10 | . | S23 | . | T075 | 0.12 | 47.5036
DK_W_Offshore10 | . | S23 | . | T076 | 0.12 | 47.5036
DK_W_Offshore10 | . | S23 | . | T077 | 0.12 | 47.5036
DK_W_Offshore10 | . | S23 | . | T078 | 0.12 | 47.5036
DK_W_Offshore10 | . | S23 | . | T079 | 0.12 | 47.5036
DK_W_Offshore10 | . | S23 | . | T080 | 0.06 | 23.7518
DK_W_Offshore10 | . | S23 | . | T081 | 0.06 | 23.7518
DK_W_Offshore10 | . | S23 | . | T082 | 0.12 | 47.5036
DK_W_Offshore10 | . | S23 | . | T083 | 0.12 | 47.5036
DK_W_Offshore10 | . | S23 | . | T084 | 0.19 | 75.2141
DK_W_Offshore10 | . | S23 | . | T085 | 0.19 | 75.2141
DK_W_Offshore10 | . | S23 | . | T086 | 0.19 | 75.2141
DK_W_Offshore10 | . | S23 | . | T087 | 0.3 | 118.759
DK_W_Offshore10 | . | S23 | . | T088 | 0.3 | 118.759
DK_W_Offshore10 | . | S23 | . | T089 | 0.3 | 118.759
DK_W_Offshore10 | . | S23 | . | T090 | 0.3 | 118.759
DK_W_Offshore10 | . | S23 | . | T091 | 0.3 | 118.759
DK_W_Offshore10 | . | S23 | . | T092 | 0.3 | 118.759
DK_W_Offshore10 | . | S23 | . | T093 | 0.3 | 118.759
DK_W_Offshore10 | . | S23 | . | T094 | 0.3 | 118.759
DK_W_Offshore10 | . | S23 | . | T095 | 0.42 | 166.2627
DK_W_Offshore10 | . | S23 | . | T096 | 0.42 | 166.2627
DK_W_Offshore10 | . | S23 | . | T097 | 0.57 | 225.6422
DK_W_Offshore10 | . | S23 | . | T098 | 0.57 | 225.6422
DK_W_Offshore10 | . | S23 | . | T099 | 0.72 | 285.0217
DK_W_Offshore10 | . | S23 | . | T100 | 0.85 | 336.484
DK_W_Offshore10 | . | S23 | . | T101 | 0.85 | 336.484
DK_W_Offshore10 | . | S23 | . | T102 | 0.85 | 336.484
DK_W_Offshore10 | . | S23 | . | T103 | 0.85 | 336.484
DK_W_Offshore10 | . | S23 | . | T104 | 0.95 | 376.0703
DK_W_Offshore10 | . | S23 | . | T105 | 0.99 | 391.9049
DK_W_Offshore10 | . | S23 | . | T106 | 0.99 | 391.9049
DK_W_Offshore10 | . | S23 | . | T107 | 0.99 | 391.9049
DK_W_Offshore10 | . | S23 | . | T108 | 0.99 | 391.9049
DK_W_Offshore10 | . | S23 | . | T109 | 0.99 | 391.9049
DK_W_Offshore10 | . | S23 | . | T110 | 0.99 | 391.9049
DK_W_Offshore10 | . | S23 | . | T111 | 0.99 | 391.9049
DK_W_Offshore10 | . | S23 | . | T112 | 0.99 | 391.9049
DK_W_Offshore10 | . | S23 | . | T113 | 0.99 | 391.9049
DK_W_Offshore10 | . | S23 | . | T114 | 0.95 | 376.0703
DK_W_Offshore10 | . | S23 | . | T115 | 0.99 | 391.9049
DK_W_Offshore10 | . | S23 | . | T116 | 0.95 | 376.0703
DK_W_Offshore10 | . | S23 | . | T117 | 0.95 | 376.0703
DK_W_Offshore10 | . | S23 | . | T118 | 0.95 | 376.0703
DK_W_Offshore10 | . | S23 | . | T119 | 0.85 | 336.484
DK_W_Offshore10 | . | S23 | . | T120 | 0.85 | 336.484
DK_W_Offshore10 | . | S23 | . | T121 | 0.85 | 336.484
DK_W_Offshore10 | . | S23 | . | T122 | 0.72 | 285.0217
DK_W_Offshore10 | . | S23 | . | T123 | 0.57 | 225.6422
DK_W_Offshore10 | . | S23 | . | T124 | 0.57 | 225.6422
DK_W_Offshore10 | . | S23 | . | T125 | 0.57 | 225.6422
DK_W_Offshore10 | . | S23 | . | T126 | 0.57 | 225.6422
DK_W_Offshore10 | . | S23 | . | T127 | 0.72 | 285.0217
DK_W_Offshore10 | . | S23 | . | T128 | 0.72 | 285.0217
DK_W_Offshore10 | . | S23 | . | T129 | 0.72 | 285.0217
DK_W_Offshore10 | . | S23 | . | T130 | 0.72 | 285.0217
DK_W_Offshore10 | . | S23 | . | T131 | 0.57 | 225.6422
DK_W_Offshore10 | . | S23 | . | T132 | 0.57 | 225.6422
DK_W_Offshore10 | . | S23 | . | T133 | 0.42 | 166.2627
DK_W_Offshore10 | . | S23 | . | T134 | 0.42 | 166.2627
DK_W_Offshore10 | . | S23 | . | T135 | 0.42 | 166.2627
DK_W_Offshore10 | . | S23 | . | T136 | 0.3 | 118.759
DK_W_Offshore10 | . | S23 | . | T137 | 0.3 | 118.759
DK_W_Offshore10 | . | S23 | . | T138 | 0.3 | 118.759
DK_W_Offshore10 | . | S23 | . | T139 | 0.19 | 75.2141
DK_W_Offshore10 | . | S23 | . | T140 | 0.19 | 75.2141
DK_W_Offshore10 | . | S23 | . | T141 | 0.19 | 75.2141
DK_W_Offshore10 | . | S23 | . | T142 | 0.3 | 118.759
DK_W_Offshore10 | . | S23 | . | T143 | 0.3 | 118.759
DK_W_Offshore10 | . | S23 | . | T144 | 0.3 | 118.759
DK_W_Offshore10 | . | S23 | . | T145 | 0.3 | 118.759
DK_W_Offshore10 | . | S23 | . | T146 | 0.3 | 118.759
DK_W_Offshore10 | . | S23 | . | T147 | 0.3 | 118.759
DK_W_Offshore10 | . | S23 | . | T148 | 0.19 | 75.2141
DK_W_Offshore10 | . | S23 | . | T149 | 0.19 | 75.2141
DK_W_Offshore10 | . | S23 | . | T150 | 0.19 | 75.2141
DK_W_Offshore10 | . | S23 | . | T151 | 0.19 | 75.2141
DK_W_Offshore10 | . | S23 | . | T152 | 0.19 | 75.2141
DK_W_Offshore10 | . | S23 | . | T153 | 0.19 | 75.2141
DK_W_Offshore10 | . | S23 | . | T154 | 0.19 | 75.2141
DK_W_Offshore10 | . | S23 | . | T155 | 0.12 | 47.5036
DK_W_Offshore10 | . | S23 | . | T156 | 0.06 | 23.7518
DK_W_Offshore10 | . | S23 | . | T157 | 0.06 | 23.7518
DK_W_Offshore10 | . | S23 | . | T158 | 0.06 | 23.7518
DK_W_Offshore10 | . | S23 | . | T159 | 0.12 | 47.5036
DK_W_Offshore10 | . | S23 | . | T160 | 0.12 | 47.5036
DK_W_Offshore10 | . | S23 | . | T161 | 0.12 | 47.5036
DK_W_Offshore10 | . | S23 | . | T162 | 0.06 | 23.7518
DK_W_Offshore10 | . | S23 | . | T163 | 0.06 | 23.7518
DK_W_Offshore10 | . | S23 | . | T164 | 0.03 | 11.8759
DK_W_Offshore10 | . | S23 | . | T165 | 0.03 | 11.8759
DK_W_Offshore10 | . | S23 | . | T166 | 0.03 | 11.8759
DK_W_Offshore10 | . | S23 | . | T167 | 0.03 | 11.8759
DK_W_Offshore10 | . | S23 | . | T168 | 0.06 | 23.7518
DK_W_Offshore10 | . | S24 | . | T001 | 0.06 | 23.7518
DK_W_Offshore10 | . | S24 | . | T002 | 0.03 | 11.8759
DK_W_Offshore10 | . | S24 | . | T003 | 0.03 | 11.8759
DK_W_Offshore10 | . | S24 | . | T004 | 0 | 0
DK_W_Offshore10 | . | S24 | . | T005 | 0 | 0
DK_W_Offshore10 | . | S24 | . | T006 | 0 | 0
DK_W_Offshore10 | . | S24 | . | T007 | 0 | 0
DK_W_Offshore10 | . | S24 | . | T008 | 0.03 | 11.8759
DK_W_Offshore10 | . | S24 | . | T009 | 0.06 | 23.7518
DK_W_Offshore10 | . | S24 | . | T010 | 0.06 | 23.7518
DK_W_Offshore10 | . | S24 | . | T011 | 0.03 | 11.8759
DK_W_Offshore10 | . | S24 | . | T012 | 0.03 | 11.8759
DK_W_Offshore10 | . | S24 | . | T013 | 0 | 0
DK_W_Offshore10 | . | S24 | . | T014 | 0 | 0
DK_W_Offshore10 | . | S24 | . | T015 | 0 | 0
DK_W_Offshore10 | . | S24 | . | T016 | 0 | 0
DK_W_Offshore10 | . | S24 | . | T017 | 0 | 0
DK_W_Offshore10 | . | S24 | . | T018 | 0.03 | 11.8759
DK_W_Offshore10 | . | S24 | . | T019 | 0.06 | 23.7518
DK_W_Offshore10 | . | S24 | . | T020 | 0.12 | 47.5036
DK_W_Offshore10 | . | S24 | . | T021 | 0.12 | 47.5036
DK_W_Offshore10 | . | S24 | . | T022 | 0.19 | 75.2141
DK_W_Offshore10 | . | S24 | . | T023 | 0.19 | 75.2141
DK_W_Offshore10 | . | S24 | . | T024 | 0.19 | 75.2141
DK_W_Offshore10 | . | S24 | . | T025 | 0.19 | 75.2141
DK_W_Offshore10 | . | S24 | . | T026 | 0.3 | 118.759
DK_W_Offshore10 | . | S24 | . | T027 | 0.3 | 118.759
DK_W_Offshore10 | . | S24 | . | T028 | 0.3 | 118.759
DK_W_Offshore10 | . | S24 | . | T029 | 0.3 | 118.759
DK_W_Offshore10 | . | S24 | . | T030 | 0.3 | 118.759
DK_W_Offshore10 | . | S24 | . | T031 | 0.42 | 166.2627
DK_W_Offshore10 | . | S24 | . | T032 | 0.42 | 166.2627
DK_W_Offshore10 | . | S24 | . | T033 | 0.42 | 166.2627
DK_W_Offshore10 | . | S24 | . | T034 | 0.42 | 166.2627
DK_W_Offshore10 | . | S24 | . | T035 | 0.57 | 225.6422
DK_W_Offshore10 | . | S24 | . | T036 | 0.57 | 225.6422
DK_W_Offshore10 | . | S24 | . | T037 | 0.57 | 225.6422
DK_W_Offshore10 | . | S24 | . | T038 | 0.57 | 225.6422
DK_W_Offshore10 | . | S24 | . | T039 | 0.57 | 225.6422
DK_W_Offshore10 | . | S24 | . | T040 | 0.57 | 225.6422
DK_W_Offshore10 | . | S24 | . | T041 | 0.57 | 225.6422
DK_W_Offshore10 | . | S24 | . | T042 | 0.57 | 225.6422
DK_W_Offshore10 | . | S24 | . | T043 | 0.57 | 225.6422
DK_W_Offshore10 | . | S24 | . | T044 | 0.72 | 285.0217
DK_W_Offshore10 | . | S24 | . | T045 | 0.95 | 376.0703
DK_W_Offshore10 | . | S24 | . | T046 | 0.95 | 376.0703
DK_W_Offshore10 | . | S24 | . | T047 | 0.95 | 376.0703
DK_W_Offshore10 | . | S24 | . | T048 | 0.95 | 376.0703
DK_W_Offshore10 | . | S24 | . | T049 | 0.95 | 376.0703
DK_W_Offshore10 | . | S24 | . | T050 | 0.95 | 376.0703
DK_W_Offshore10 | . | S24 | . | T051 | 0.85 | 336.484
DK_W_Offshore10 | . | S24 | . | T052 | 0.85 | 336.484
DK_W_Offshore10 | . | S24 | . | T053 | 0.85 | 336.484
DK_W_Offshore10 | . | S24 | . | T054 | 0.85 | 336.484
DK_W_Offshore10 | . | S24 | . | T055 | 0.85 | 336.484
DK_W_Offshore10 | . | S24 | . | T056 | 0.85 | 336.484
DK_W_Offshore10 | . | S24 | . | T057 | 0.85 | 336.484
DK_W_Offshore10 | . | S24 | . | T058 | 0.72 | 285.0217
DK_W_Offshore10 | . | S24 | . | T059 | 0.72 | 285.0217
DK_W_Offshore10 | . | S24 | . | T060 | 0.57 | 225.6422
DK_W_Offshore10 | . | S24 | . | T061 | 0.57 | 225.6422
DK_W_Offshore10 | . | S24 | . | T062 | 0.57 | 225.6422
DK_W_Offshore10 | . | S24 | . | T063 | 0.42 | 166.2627
DK_W_Offshore10 | . | S24 | . | T064 | 0.42 | 166.2627
DK_W_Offshore10 | . | S24 | . | T065 | 0.42 | 166.2627
DK_W_Offshore10 | . | S24 | . | T066 | 0.42 | 166.2627
DK_W_Offshore10 | . | S24 | . | T067 | 0.42 | 166.2627
DK_W_Offshore10 | . | S24 | . | T068 | 0.3 | 118.759
DK_W_Offshore10 | . | S24 | . | T069 | 0.3 | 118.759
DK_W_Offshore10 | . | S24 | . | T070 | 0.3 | 118.759
DK_W_Offshore10 | . | S24 | . | T071 | 0.3 | 118.759
DK_W_Offshore10 | . | S24 | . | T072 | 0.3 | 118.759
DK_W_Offshore10 | . | S24 | . | T073 | 0.3 | 118.759
DK_W_Offshore10 | . | S24 | . | T074 | 0.3 | 118.759
DK_W_Offshore10 | . | S24 | . | T075 | 0.3 | 118.759
DK_W_Offshore10 | . | S24 | . | T076 | 0.3 | 118.759
DK_W_Offshore10 | . | S24 | . | T077 | 0.19 | 75.2141
DK_W_Offshore10 | . | S24 | . | T078 | 0.19 | 75.2141
DK_W_Offshore10 | . | S24 | . | T079 | 0.19 | 75.2141
DK_W_Offshore10 | . | S24 | . | T080 | 0.19 | 75.2141
DK_W_Offshore10 | . | S24 | . | T081 | 0.12 | 47.5036
DK_W_Offshore10 | . | S24 | . | T082 | 0.12 | 47.5036
DK_W_Offshore10 | . | S24 | . | T083 | 0.12 | 47.5036
DK_W_Offshore10 | . | S24 | . | T084 | 0.06 | 23.7518
DK_W_Offshore10 | . | S24 | . | T085 | 0.06 | 23.7518
DK_W_Offshore10 | . | S24 | . | T086 | 0.06 | 23.7518
DK_W_Offshore10 | . | S24 | . | T087 | 0.03 | 11.8759
DK_W_Offshore10 | . | S24 | . | T088 | 0.03 | 11.8759
DK_W_Offshore10 | . | S24 | . | T089 | 0.03 | 11.8759
DK_W_Offshore10 | . | S24 | . | T090 | 0 | 0
DK_W_Offshore10 | . | S24 | . | T091 | 0 | 0
DK_W_Offshore10 | . | S24 | . | T092 | 0 | 0
DK_W_Offshore10 | . | S24 | . | T093 | 0 | 0
DK_W_Offshore10 | . | S24 | . | T094 | 0 | 0
DK_W_Offshore10 | . | S24 | . | T095 | 0.03 | 11.8759
DK_W_Offshore10 | . | S24 | . | T096 | 0.03 | 11.8759
DK_W_Offshore10 | . | S24 | . | T097 | 0.06 | 23.7518
DK_W_Offshore10 | . | S24 | . | T098 | 0.06 | 23.7518
DK_W_Offshore10 | . | S24 | . | T099 | 0.06 | 23.7518
DK_W_Offshore10 | . | S24 | . | T100 | 0.06 | 23.7518
DK_W_Offshore10 | . | S24 | . | T101 | 0.12 | 47.5036
DK_W_Offshore10 | . | S24 | . | T102 | 0.12 | 47.5036
DK_W_Offshore10 | . | S24 | . | T103 | 0.12 | 47.5036
DK_W_Offshore10 | . | S24 | . | T104 | 0.12 | 47.5036
DK_W_Offshore10 | . | S24 | . | T105 | 0.12 | 47.5036
DK_W_Offshore10 | . | S24 | . | T106 | 0.12 | 47.5036
DK_W_Offshore10 | . | S24 | . | T107 | 0.06 | 23.7518
DK_W_Offshore10 | . | S24 | . | T108 | 0.06 | 23.7518
DK_W_Offshore10 | . | S24 | . | T109 | 0.06 | 23.7518
DK_W_Offshore10 | . | S24 | . | T110 | 0.06 | 23.7518
DK_W_Offshore10 | . | S24 | . | T111 | 0.06 | 23.7518
DK_W_Offshore10 | . | S24 | . | T112 | 0.06 | 23.7518
DK_W_Offshore10 | . | S24 | . | T113 | 0.06 | 23.7518
DK_W_Offshore10 | . | S24 | . | T114 | 0.06 | 23.7518
DK_W_Offshore10 | . | S24 | . | T115 | 0.03 | 11.8759
DK_W_Offshore10 | . | S24 | . | T116 | 0.03 | 11.8759
DK_W_Offshore10 | . | S24 | . | T117 | 0.03 | 11.8759
DK_W_Offshore10 | . | S24 | . | T118 | 0.03 | 11.8759
DK_W_Offshore10 | . | S24 | . | T119 | 0 | 0
DK_W_Offshore10 | . | S24 | . | T120 | 0 | 0
DK_W_Offshore10 | . | S24 | . | T121 | 0 | 0
DK_W_Offshore10 | . | S24 | . | T122 | 0 | 0
DK_W_Offshore10 | . | S24 | . | T123 | 0 | 0
DK_W_Offshore10 | . | S24 | . | T124 | 0 | 0
DK_W_Offshore10 | . | S24 | . | T125 | 0 | 0
DK_W_Offshore10 | . | S24 | . | T126 | 0 | 0
DK_W_Offshore10 | . | S24 | . | T127 | 0 | 0
DK_W_Offshore10 | . | S24 | . | T128 | 0.03 | 11.8759
DK_W_Offshore10 | . | S24 | . | T129 | 0.12 | 47.5036
DK_W_Offshore10 | . | S24 | . | T130 | 0.19 | 75.2141
DK_W_Offshore10 | . | S24 | . | T131 | 0.19 | 75.2141
DK_W_Offshore10 | . | S24 | . | T132 | 0.3 | 118.759
DK_W_Offshore10 | . | S24 | . | T133 | 0.3 | 118.759
DK_W_Offshore10 | . | S24 | . | T134 | 0.19 | 75.2141
DK_W_Offshore10 | . | S24 | . | T135 | 0.19 | 75.2141
DK_W_Offshore10 | . | S24 | . | T136 | 0.19 | 75.2141
DK_W_Offshore10 | . | S24 | . | T137 | 0.3 | 118.759
DK_W_Offshore10 | . | S24 | . | T138 | 0.57 | 225.6422
DK_W_Offshore10 | . | S24 | . | T139 | 0.72 | 285.0217
DK_W_Offshore10 | . | S24 | . | T140 | 0.57 | 225.6422
DK_W_Offshore10 | . | S24 | . | T141 | 0.42 | 166.2627
DK_W_Offshore10 | . | S24 | . | T142 | 0.72 | 285.0217
DK_W_Offshore10 | . | S24 | . | T143 | 0.85 | 336.484
DK_W_Offshore10 | . | S24 | . | T144 | 0.99 | 391.9049
DK_W_Offshore10 | . | S24 | . | T145 | 1 | 395.8635
DK_W_Offshore10 | . | S24 | . | T146 | 1 | 395.8635
DK_W_Offshore10 | . | S24 | . | T147 | 1 | 395.8635
DK_W_Offshore10 | . | S24 | . | T148 | 0.99 | 391.9049
DK_W_Offshore10 | . | S24 | . | T149 | 0.85 | 336.484
DK_W_Offshore10 | . | S24 | . | T150 | 0.57 | 225.6422
DK_W_Offshore10 | . | S24 | . | T151 | 0.42 | 166.2627
DK_W_Offshore10 | . | S24 | . | T152 | 0.3 | 118.759
DK_W_Offshore10 | . | S24 | . | T153 | 0.3 | 118.759
DK_W_Offshore10 | . | S24 | . | T154 | 0.3 | 118.759
DK_W_Offshore10 | . | S24 | . | T155 | 0.19 | 75.2141
DK_W_Offshore10 | . | S24 | . | T156 | 0.19 | 75.2141
DK_W_Offshore10 | . | S24 | . | T157 | 0.19 | 75.2141
DK_W_Offshore10 | . | S24 | . | T158 | 0.19 | 75.2141
DK_W_Offshore10 | . | S24 | . | T159 | 0.12 | 47.5036
DK_W_Offshore10 | . | S24 | . | T160 | 0.06 | 23.7518
DK_W_Offshore10 | . | S24 | . | T161 | 0.03 | 11.8759
DK_W_Offshore10 | . | S24 | . | T162 | 0.03 | 11.8759
DK_W_Offshore10 | . | S24 | . | T163 | 0.03 | 11.8759
DK_W_Offshore10 | . | S24 | . | T164 | 0.06 | 23.7518
DK_W_Offshore10 | . | S24 | . | T165 | 0.06 | 23.7518
DK_W_Offshore10 | . | S24 | . | T166 | 0.06 | 23.7518
DK_W_Offshore10 | . | S24 | . | T167 | 0.03 | 11.8759
DK_W_Offshore10 | . | S24 | . | T168 | 0.03 | 11.8759
DK_W_Offshore10 | . | S25 | . | T001 | 0.03 | 11.8759
DK_W_Offshore10 | . | S25 | . | T002 | 0.03 | 11.8759
DK_W_Offshore10 | . | S25 | . | T003 | 0.06 | 23.7518
DK_W_Offshore10 | . | S25 | . | T004 | 0.12 | 47.5036
DK_W_Offshore10 | . | S25 | . | T005 | 0.3 | 118.759
DK_W_Offshore10 | . | S25 | . | T006 | 0.3 | 118.759
DK_W_Offshore10 | . | S25 | . | T007 | 0.3 | 118.759
DK_W_Offshore10 | . | S25 | . | T008 | 0.3 | 118.759
DK_W_Offshore10 | . | S25 | . | T009 | 0.3 | 118.759
DK_W_Offshore10 | . | S25 | . | T010 | 0.3 | 118.759
DK_W_Offshore10 | . | S25 | . | T011 | 0.3 | 118.759
DK_W_Offshore10 | . | S25 | . | T012 | 0.3 | 118.759
DK_W_Offshore10 | . | S25 | . | T013 | 0.3 | 118.759
DK_W_Offshore10 | . | S25 | . | T014 | 0.57 | 225.6422
DK_W_Offshore10 | . | S25 | . | T015 | 0.72 | 285.0217
DK_W_Offshore10 | . | S25 | . | T016 | 0.72 | 285.0217
DK_W_Offshore10 | . | S25 | . | T017 | 0.85 | 336.484
DK_W_Offshore10 | . | S25 | . | T018 | 0.85 | 336.484
DK_W_Offshore10 | . | S25 | . | T019 | 0.85 | 336.484
DK_W_Offshore10 | . | S25 | . | T020 | 0.85 | 336.484
DK_W_Offshore10 | . | S25 | . | T021 | 0.72 | 285.0217
DK_W_Offshore10 | . | S25 | . | T022 | 0.57 | 225.6422
DK_W_Offshore10 | . | S25 | . | T023 | 0.42 | 166.2627
DK_W_Offshore10 | . | S25 | . | T024 | 0.3 | 118.759
DK_W_Offshore10 | . | S25 | . | T025 | 0.3 | 118.759
DK_W_Offshore10 | . | S25 | . | T026 | 0.42 | 166.2627
DK_W_Offshore10 | . | S25 | . | T027 | 0.57 | 225.6422
DK_W_Offshore10 | . | S25 | . | T028 | 0.57 | 225.6422
DK_W_Offshore10 | . | S25 | . | T029 | 0.57 | 225.6422
DK_W_Offshore10 | . | S25 | . | T030 | 0.57 | 225.6422
DK_W_Offshore10 | . | S25 | . | T031 | 0.57 | 225.6422
DK_W_Offshore10 | . | S25 | . | T032 | 0.57 | 225.6422
DK_W_Offshore10 | . | S25 | . | T033 | 0.57 | 225.6422
DK_W_Offshore10 | . | S25 | . | T034 | 0.57 | 225.6422
DK_W_Offshore10 | . | S25 | . | T035 | 0.57 | 225.6422
DK_W_Offshore10 | . | S25 | . | T036 | 0.57 | 225.6422
DK_W_Offshore10 | . | S25 | . | T037 | 0.57 | 225.6422
DK_W_Offshore10 | . | S25 | . | T038 | 0.57 | 225.6422
DK_W_Offshore10 | . | S25 | . | T039 | 0.72 | 285.0217
DK_W_Offshore10 | . | S25 | . | T040 | 0.72 | 285.0217
DK_W_Offshore10 | . | S25 | . | T041 | 0.72 | 285.0217
DK_W_Offshore10 | . | S25 | . | T042 | 0.72 | 285.0217
DK_W_Offshore10 | . | S25 | . | T043 | 0.72 | 285.0217
DK_W_Offshore10 | . | S25 | . | T044 | 0.72 | 285.0217
DK_W_Offshore10 | . | S25 | . | T045 | 0.72 | 285.0217
DK_W_Offshore10 | . | S25 | . | T046 | 0.72 | 285.0217
DK_W_Offshore10 | . | S25 | . | T047 | 0.72 | 285.0217
DK_W_Offshore10 | . | S25 | . | T048 | 0.72 | 285.0217
DK_W_Offshore10 | . | S25 | . | T049 | 0.72 | 285.0217
DK_W_Offshore10 | . | S25 | . | T050 | 0.72 | 285.0217
DK_W_Offshore10 | . | S25 | . | T051 | 0.57 | 225.6422
DK_W_Offshore10 | . | S25 | . | T052 | 0.57 | 225.6422
DK_W_Offshore10 | . | S25 | . | T053 | 0.57 | 225.6422
DK_W_Offshore10 | . | S25 | . | T054 | 0.57 | 225.6422
DK_W_Offshore10 | . | S25 | . | T055 | 0.42 | 166.2627
DK_W_Offshore10 | . | S25 | . | T056 | 0.42 | 166.2627
DK_W_Offshore10 | . | S25 | . | T057 | 0.42 | 166.2627
DK_W_Offshore10 | . | S25 | . | T058 | 0.42 | 166.2627
DK_W_Offshore10 | . | S25 | . | T059 | 0.3 | 118.759
DK_W_Offshore10 | . | S25 | . | T060 | 0.3 | 118.759
DK_W_Offshore10 | . | S25 | . | T061 | 0.19 | 75.2141
DK_W_Offshore10 | . | S25 | . | T062 | 0.19 | 75.2141
DK_W_Offshore10 | . | S25 | . | T063 | 0.12 | 47.5036
DK_W_Offshore10 | . | S25 | . | T064 | 0.12 | 47.5036
DK_W_Offshore10 | . | S25 | . | T065 | 0.06 | 23.7518
DK_W_Offshore10 | . | S25 | . | T066 | 0.06 | 23.7518
DK_W_Offshore10 | . | S25 | . | T067 | 0.06 | 23.7518
DK_W_Offshore10 | . | S25 | . | T068 | 0.06 | 23.7518
DK_W_Offshore10 | . | S25 | . | T069 | 0.12 | 47.5036
DK_W_Offshore10 | . | S25 | . | T070 | 0.19 | 75.2141
DK_W_Offshore10 | . | S25 | . | T071 | 0.3 | 118.759
DK_W_Offshore10 | . | S25 | . | T072 | 0.3 | 118.759
DK_W_Offshore10 | . | S25 | . | T073 | 0.42 | 166.2627
DK_W_Offshore10 | . | S25 | . | T074 | 0.42 | 166.2627
DK_W_Offshore10 | . | S25 | . | T075 | 0.57 | 225.6422
DK_W_Offshore10 | . | S25 | . | T076 | 0.72 | 285.0217
DK_W_Offshore10 | . | S25 | . | T077 | 0.72 | 285.0217
DK_W_Offshore10 | . | S25 | . | T078 | 0.72 | 285.0217
DK_W_Offshore10 | . | S25 | . | T079 | 0.85 | 336.484
DK_W_Offshore10 | . | S25 | . | T080 | 0.85 | 336.484
DK_W_Offshore10 | . | S25 | . | T081 | 0.85 | 336.484
DK_W_Offshore10 | . | S25 | . | T082 | 0.85 | 336.484
DK_W_Offshore10 | . | S25 | . | T083 | 0.95 | 376.0703
DK_W_Offshore10 | . | S25 | . | T084 | 0.95 | 376.0703
DK_W_Offshore10 | . | S25 | . | T085 | 0.95 | 376.0703
DK_W_Offshore10 | . | S25 | . | T086 | 0.95 | 376.0703
DK_W_Offshore10 | . | S25 | . | T087 | 0.85 | 336.484
DK_W_Offshore10 | . | S25 | . | T088 | 0.85 | 336.484
DK_W_Offshore10 | . | S25 | . | T089 | 0.72 | 285.0217
DK_W_Offshore10 | . | S25 | . | T090 | 0.57 | 225.6422
DK_W_Offshore10 | . | S25 | . | T091 | 0.57 | 225.6422
DK_W_Offshore10 | . | S25 | . | T092 | 0.42 | 166.2627
DK_W_Offshore10 | . | S25 | . | T093 | 0.42 | 166.2627
DK_W_Offshore10 | . | S25 | . | T094 | 0.42 | 166.2627
DK_W_Offshore10 | . | S25 | . | T095 | 0.42 | 166.2627
DK_W_Offshore10 | . | S25 | . | T096 | 0.42 | 166.2627
DK_W_Offshore10 | . | S25 | . | T097 | 0.3 | 118.759
DK_W_Offshore10 | . | S25 | . | T098 | 0.3 | 118.759
DK_W_Offshore10 | . | S25 | . | T099 | 0.3 | 118.759
DK_W_Offshore10 | . | S25 | . | T100 | 0.3 | 118.759
DK_W_Offshore10 | . | S25 | . | T101 | 0.3 | 118.759
DK_W_Offshore10 | . | S25 | . | T102 | 0.3 | 118.759
DK_W_Offshore10 | . | S25 | . | T103 | 0.42 | 166.2627
DK_W_Offshore10 | . | S25 | . | T104 | 0.42 | 166.2627
DK_W_Offshore10 | . | S25 | . | T105 | 0.42 | 166.2627
DK_W_Offshore10 | . | S25 | . | T106 | 0.42 | 166.2627
DK_W_Offshore10 | . | S25 | . | T107 | 0.42 | 166.2627
DK_W_Offshore10 | . | S25 | . | T108 | 0.42 | 166.2627
DK_W_Offshore10 | . | S25 | . | T109 | 0.42 | 166.2627
DK_W_Offshore10 | . | S25 | . | T110 | 0.57 | 225.6422
DK_W_Offshore10 | . | S25 | . | T111 | 0.57 | 225.6422
DK_W_Offshore10 | . | S25 | . | T112 | 0.57 | 225.6422
DK_W_Offshore10 | . | S25 | . | T113 | 0.72 | 285.0217
DK_W_Offshore10 | . | S25 | . | T114 | 0.72 | 285.0217
DK_W_Offshore10 | . | S25 | . | T115 | 0.72 | 285.0217
DK_W_Offshore10 | . | S25 | . | T116 | 0.72 | 285.0217
DK_W_Offshore10 | . | S25 | . | T117 | 0.72 | 285.0217
DK_W_Offshore10 | . | S25 | . | T118 | 0.72 | 285.0217
DK_W_Offshore10 | . | S25 | . | T119 | 0.72 | 285.0217
DK_W_Offshore10 | . | S25 | . | T120 | 0.72 | 285.0217
DK_W_Offshore10 | . | S25 | . | T121 | 0.72 | 285.0217
DK_W_Offshore10 | . | S25 | . | T122 | 0.72 | 285.0217
DK_W_Offshore10 | . | S25 | . | T123 | 0.72 | 285.0217
DK_W_Offshore10 | . | S25 | . | T124 | 0.72 | 285.0217
DK_W_Offshore10 | . | S25 | . | T125 | 0.72 | 285.0217
DK_W_Offshore10 | . | S25 | . | T126 | 0.72 | 285.0217
DK_W_Offshore10 | . | S25 | . | T127 | 0.57 | 225.6422
DK_W_Offshore10 | . | S25 | . | T128 | 0.42 | 166.2627
DK_W_Offshore10 | . | S25 | . | T129 | 0.42 | 166.2627
DK_W_Offshore10 | . | S25 | . | T130 | 0.3 | 118.759
DK_W_Offshore10 | . | S25 | . | T131 | 0.3 | 118.759
DK_W_Offshore10 | . | S25 | . | T132 | 0.3 | 118.759
DK_W_Offshore10 | . | S25 | . | T133 | 0.3 | 118.759
DK_W_Offshore10 | . | S25 | . | T134 | 0.3 | 118.759
DK_W_Offshore10 | . | S25 | . | T135 | 0.42 | 166.2627
DK_W_Offshore10 | . | S25 | . | T136 | 0.57 | 225.6422
DK_W_Offshore10 | . | S25 | . | T137 | 0.57 | 225.6422
DK_W_Offshore10 | . | S25 | . | T138 | 0.72 | 285.0217
DK_W_Offshore10 | . | S25 | . | T139 | 0.72 | 285.0217
DK_W_Offshore10 | . | S25 | . | T140 | 0.57 | 225.6422
DK_W_Offshore10 | . | S25 | . | T141 | 0.57 | 225.6422
DK_W_Offshore10 | . | S25 | . | T142 | 0.57 | 225.6422
DK_W_Offshore10 | . | S25 | . | T143 | 0.57 | 225.6422
DK_W_Offshore10 | . | S25 | . | T144 | 0.57 | 225.6422
DK_W_Offshore10 | . | S25 | . | T145 | 0.57 | 225.6422
DK_W_Offshore10 | . | S25 | . | T146 | 0.72 | 285.0217
DK_W_Offshore10 | . | S25 | . | T147 | 0.72 | 285.0217
DK_W_Offshore10 | . | S25 | . | T148 | 0.72 | 285.0217
DK_W_Offshore10 | . | S25 | . | T149 | 0.57 | 225.6422
DK_W_Offshore10 | . | S25 | . | T150 | 0.57 | 225.6422
DK_W_Offshore10 | . | S25 | . | T151 | 0.57 | 225.6422
DK_W_Offshore10 | . | S25 | . | T152 | 0.57 | 225.6422
DK_W_Offshore10 | . | S25 | . | T153 | 0.57 | 225.6422
DK_W_Offshore10 | . | S25 | . | T154 | 0.57 | 225.6422
DK_W_Offshore10 | . | S25 | . | T155 | 0.57 | 225.6422
DK_W_Offshore10 | . | S25 | . | T156 | 0.42 | 166.2627
DK_W_Offshore10 | . | S25 | . | T157 | 0.42 | 166.2627
DK_W_Offshore10 | . | S25 | . | T158 | 0.42 | 166.2627
DK_W_Offshore10 | . | S25 | . | T159 | 0.42 | 166.2627
DK_W_Offshore10 | . | S25 | . | T160 | 0.42 | 166.2627
DK_W_Offshore10 | . | S25 | . | T161 | 0.42 | 166.2627
DK_W_Offshore10 | . | S25 | . | T162 | 0.42 | 166.2627
DK_W_Offshore10 | . | S25 | . | T163 | 0.42 | 166.2627
DK_W_Offshore10 | . | S25 | . | T164 | 0.42 | 166.2627
DK_W_Offshore10 | . | S25 | . | T165 | 0.3 | 118.759
DK_W_Offshore10 | . | S25 | . | T166 | 0.3 | 118.759
DK_W_Offshore10 | . | S25 | . | T167 | 0.19 | 75.2141
DK_W_Offshore10 | . | S25 | . | T168 | 0.19 | 75.2141
DK_W_Offshore10 | . | S26 | . | T001 | 0.19 | 75.2141
DK_W_Offshore10 | . | S26 | . | T002 | 0.12 | 47.5036
DK_W_Offshore10 | . | S26 | . | T003 | 0.12 | 47.5036
DK_W_Offshore10 | . | S26 | . | T004 | 0.12 | 47.5036
DK_W_Offshore10 | . | S26 | . | T005 | 0.12 | 47.5036
DK_W_Offshore10 | . | S26 | . | T006 | 0.12 | 47.5036
DK_W_Offshore10 | . | S26 | . | T007 | 0.12 | 47.5036
DK_W_Offshore10 | . | S26 | . | T008 | 0.12 | 47.5036
DK_W_Offshore10 | . | S26 | . | T009 | 0.12 | 47.5036
DK_W_Offshore10 | . | S26 | . | T010 | 0.12 | 47.5036
DK_W_Offshore10 | . | S26 | . | T011 | 0.06 | 23.7518
DK_W_Offshore10 | . | S26 | . | T012 | 0.06 | 23.7518
DK_W_Offshore10 | . | S26 | . | T013 | 0.06 | 23.7518
DK_W_Offshore10 | . | S26 | . | T014 | 0.06 | 23.7518
DK_W_Offshore10 | . | S26 | . | T015 | 0.06 | 23.7518
DK_W_Offshore10 | . | S26 | . | T016 | 0.06 | 23.7518
DK_W_Offshore10 | . | S26 | . | T017 | 0.06 | 23.7518
DK_W_Offshore10 | . | S26 | . | T018 | 0.06 | 23.7518
DK_W_Offshore10 | . | S26 | . | T019 | 0.06 | 23.7518
DK_W_Offshore10 | . | S26 | . | T020 | 0.06 | 23.7518
DK_W_Offshore10 | . | S26 | . | T021 | 0.06 | 23.7518
DK_W_Offshore10 | . | S26 | . | T022 | 0.06 | 23.7518
DK_W_Offshore10 | . | S26 | . | T023 | 0.06 | 23.7518
DK_W_Offshore10 | . | S26 | . | T024 | 0.06 | 23.7518
DK_W_Offshore10 | . | S26 | . | T025 | 0.06 | 23.7518
DK_W_Offshore10 | . | S26 | . | T026 | 0.06 | 23.7518
DK_W_Offshore10 | . | S26 | . | T027 | 0.06 | 23.7518
DK_W_Offshore10 | . | S26 | . | T028 | 0.06 | 23.7518
DK_W_Offshore10 | . | S26 | . | T029 | 0.06 | 23.7518
DK_W_Offshore10 | . | S26 | . | T030 | 0.06 | 23.7518
DK_W_Offshore10 | . | S26 | . | T031 | 0.12 | 47.5036
DK_W_Offshore10 | . | S26 | . | T032 | 0.12 | 47.5036
DK_W_Offshore10 | . | S26 | . | T033 | 0.19 | 75.2141
DK_W_Offshore10 | . | S26 | . | T034 | 0.19 | 75.2141
DK_W_Offshore10 | . | S26 | . | T035 | 0.19 | 75.2141
DK_W_Offshore10 | . | S26 | . | T036 | 0.19 | 75.2141
DK_W_Offshore10 | . | S26 | . | T037 | 0.19 | 75.2141
DK_W_Offshore10 | . | S26 | . | T038 | 0.19 | 75.2141
DK_W_Offshore10 | . | S26 | . | T039 | 0.19 | 75.2141
DK_W_Offshore10 | . | S26 | . | T040 | 0.19 | 75.2141
DK_W_Offshore10 | . | S26 | . | T041 | 0.19 | 75.2141
DK_W_Offshore10 | . | S26 | . | T042 | 0.19 | 75.2141
DK_W_Offshore10 | . | S26 | . | T043 | 0.19 | 75.2141
DK_W_Offshore10 | . | S26 | . | T044 | 0.19 | 75.2141
DK_W_Offshore10 | . | S26 | . | T045 | 0.19 | 75.2141
DK_W_Offshore10 | . | S26 | . | T046 | 0.19 | 75.2141
DK_W_Offshore10 | . | S26 | . | T047 | 0.19 | 75.2141
DK_W_Offshore10 | . | S26 | . | T048 | 0.19 | 75.2141
DK_W_Offshore10 | . | S26 | . | T049 | 0.19 | 75.2141
DK_W_Offshore10 | . | S26 | . | T050 | 0.19 | 75.2141
DK_W_Offshore10 | . | S26 | . | T051 | 0.19 | 75.2141
DK_W_Offshore10 | . | S26 | . | T052 | 0.19 | 75.2141
DK_W_Offshore10 | . | S26 | . | T053 | 0.12 | 47.5036
DK_W_Offshore10 | . | S26 | . | T054 | 0.12 | 47.5036
DK_W_Offshore10 | . | S26 | . | T055 | 0.12 | 47.5036
DK_W_Offshore10 | . | S26 | . | T056 | 0.12 | 47.5036
DK_W_Offshore10 | . | S26 | . | T057 | 0.12 | 47.5036
DK_W_Offshore10 | . | S26 | . | T058 | 0.06 | 23.7518
DK_W_Offshore10 | . | S26 | . | T059 | 0.06 | 23.7518
DK_W_Offshore10 | . | S26 | . | T060 | 0.03 | 11.8759
DK_W_Offshore10 | . | S26 | . | T061 | 0.03 | 11.8759
DK_W_Offshore10 | . | S26 | . | T062 | 0 | 0
DK_W_Offshore10 | . | S26 | . | T063 | 0 | 0
DK_W_Offshore10 | . | S26 | . | T064 | 0 | 0
DK_W_Offshore10 | . | S26 | . | T065 | 0 | 0
DK_W_Offshore10 | . | S26 | . | T066 | 0 | 0
DK_W_Offshore10 | . | S26 | . | T067 | 0 | 0
DK_W_Offshore10 | . | S26 | . | T068 | 0 | 0
DK_W_Offshore10 | . | S26 | . | T069 | 0 | 0
DK_W_Offshore10 | . | S26 | . | T070 | 0.03 | 11.8759
DK_W_Offshore10 | . | S26 | . | T071 | 0.06 | 23.7518
DK_W_Offshore10 | . | S26 | . | T072 | 0.12 | 47.5036
DK_W_Offshore10 | . | S26 | . | T073 | 0.19 | 75.2141
DK_W_Offshore10 | . | S26 | . | T074 | 0.42 | 166.2627
DK_W_Offshore10 | . | S26 | . | T075 | 0.72 | 285.0217
DK_W_Offshore10 | . | S26 | . | T076 | 0.72 | 285.0217
DK_W_Offshore10 | . | S26 | . | T077 | 0.85 | 336.484
DK_W_Offshore10 | . | S26 | . | T078 | 0.85 | 336.484
DK_W_Offshore10 | . | S26 | . | T079 | 0.85 | 336.484
DK_W_Offshore10 | . | S26 | . | T080 | 0.95 | 376.0703
DK_W_Offshore10 | . | S26 | . | T081 | 0.95 | 376.0703
DK_W_Offshore10 | . | S26 | . | T082 | 0.99 | 391.9049
DK_W_Offshore10 | . | S26 | . | T083 | 0.99 | 391.9049
DK_W_Offshore10 | . | S26 | . | T084 | 0.99 | 391.9049
DK_W_Offshore10 | . | S26 | . | T085 | 0.99 | 391.9049
DK_W_Offshore10 | . | S26 | . | T086 | 0.99 | 391.9049
DK_W_Offshore10 | . | S26 | . | T087 | 0.95 | 376.0703
DK_W_Offshore10 | . | S26 | . | T088 | 0.85 | 336.484
DK_W_Offshore10 | . | S26 | . | T089 | 0.57 | 225.6422
DK_W_Offshore10 | . | S26 | . | T090 | 0.3 | 118.759
DK_W_Offshore10 | . | S26 | . | T091 | 0.3 | 118.759
DK_W_Offshore10 | . | S26 | . | T092 | 0.42 | 166.2627
DK_W_Offshore10 | . | S26 | . | T093 | 0.3 | 118.759
DK_W_Offshore10 | . | S26 | . | T094 | 0.19 | 75.2141
DK_W_Offshore10 | . | S26 | . | T095 | 0.19 | 75.2141
DK_W_Offshore10 | . | S26 | . | T096 | 0.19 | 75.2141
DK_W_Offshore10 | . | S26 | . | T097 | 0.19 | 75.2141
DK_W_Offshore10 | . | S26 | . | T098 | 0.19 | 75.2141
DK_W_Offshore10 | . | S26 | . | T099 | 0.19 | 75.2141
DK_W_Offshore10 | . | S26 | . | T100 | 0.19 | 75.2141
DK_W_Offshore10 | . | S26 | . | T101 | 0.19 | 75.2141
DK_W_Offshore10 | . | S26 | . | T102 | 0.19 | 75.2141
DK_W_Offshore10 | . | S26 | . | T103 | 0.19 | 75.2141
DK_W_Offshore10 | . | S26 | . | T104 | 0.19 | 75.2141
DK_W_Offshore10 | . | S26 | . | T105 | 0.19 | 75.2141
DK_W_Offshore10 | . | S26 | . | T106 | 0.19 | 75.2141
DK_W_Offshore10 | . | S26 | . | T107 | 0.3 | 118.759
DK_W_Offshore10 | . | S26 | . | T108 | 0.3 | 118.759
DK_W_Offshore10 | . | S26 | . | T109 | 0.3 | 118.759
DK_W_Offshore10 | . | S26 | . | T110 | 0.3 | 118.759
DK_W_Offshore10 | . | S26 | . | T111 | 0.42 | 166.2627
DK_W_Offshore10 | . | S26 | . | T112 | 0.42 | 166.2627
DK_W_Offshore10 | . | S26 | . | T113 | 0.42 | 166.2627
DK_W_Offshore10 | . | S26 | . | T114 | 0.42 | 166.2627
DK_W_Offshore10 | . | S26 | . | T115 | 0.3 | 118.759
DK_W_Offshore10 | . | S26 | . | T116 | 0.3 | 118.759
DK_W_Offshore10 | . | S26 | . | T117 | 0.19 | 75.2141
DK_W_Offshore10 | . | S26 | . | T118 | 0.19 | 75.2141
DK_W_Offshore10 | . | S26 | . | T119 | 0.19 | 75.2141
DK_W_Offshore10 | . | S26 | . | T120 | 0.3 | 118.759
DK_W_Offshore10 | . | S26 | . | T121 | 0.3 | 118.759
DK_W_Offshore10 | . | S26 | . | T122 | 0.3 | 118.759
DK_W_Offshore10 | . | S26 | . | T123 | 0.42 | 166.2627
DK_W_Offshore10 | . | S26 | . | T124 | 0.3 | 118.759
DK_W_Offshore10 | . | S26 | . | T125 | 0.3 | 118.759
DK_W_Offshore10 | . | S26 | . | T126 | 0.3 | 118.759
DK_W_Offshore10 | . | S26 | . | T127 | 0.3 | 118.759
DK_W_Offshore10 | . | S26 | . | T128 | 0.3 | 118.759
DK_W_Offshore10 | . | S26 | . | T129 | 0.3 | 118.759
DK_W_Offshore10 | . | S26 | . | T130 | 0.3 | 118.759
DK_W_Offshore10 | . | S26 | . | T131 | 0.3 | 118.759
DK_W_Offshore10 | . | S26 | . | T132 | 0.3 | 118.759
DK_W_Offshore10 | . | S26 | . | T133 | 0.3 | 118.759
DK_W_Offshore10 | . | S26 | . | T134 | 0.3 | 118.759
DK_W_Offshore10 | . | S26 | . | T135 | 0.3 | 118.759
DK_W_Offshore10 | . | S26 | . | T136 | 0.3 | 118.759
DK_W_Offshore10 | . | S26 | . | T137 | 0.42 | 166.2627
DK_W_Offshore10 | . | S26 | . | T138 | 0.42 | 166.2627
DK_W_Offshore10 | . | S26 | . | T139 | 0.3 | 118.759
DK_W_Offshore10 | . | S26 | . | T140 | 0.3 | 118.759
DK_W_Offshore10 | . | S26 | . | T141 | 0.42 | 166.2627
DK_W_Offshore10 | . | S26 | . | T142 | 0.42 | 166.2627
DK_W_Offshore10 | . | S26 | . | T143 | 0.57 | 225.6422
DK_W_Offshore10 | . | S26 | . | T144 | 0.57 | 225.6422
DK_W_Offshore10 | . | S26 | . | T145 | 0.72 | 285.0217
DK_W_Offshore10 | . | S26 | . | T146 | 0.72 | 285.0217
DK_W_Offshore10 | . | S26 | . | T147 | 0.72 | 285.0217
DK_W_Offshore10 | . | S26 | . | T148 | 0.72 | 285.0217
DK_W_Offshore10 | . | S26 | . | T149 | 0.72 | 285.0217
DK_W_Offshore10 | . | S26 | . | T150 | 0.72 | 285.0217
DK_W_Offshore10 | . | S26 | . | T151 | 0.72 | 285.0217
DK_W_Offshore10 | . | S26 | . | T152 | 0.72 | 285.0217
DK_W_Offshore10 | . | S26 | . | T153 | 0.72 | 285.0217
DK_W_Offshore10 | . | S26 | . | T154 | 0.72 | 285.0217
DK_W_Offshore10 | . | S26 | . | T155 | 0.57 | 225.6422
DK_W_Offshore10 | . | S26 | . | T156 | 0.57 | 225.6422
DK_W_Offshore10 | . | S26 | . | T157 | 0.57 | 225.6422
DK_W_Offshore10 | . | S26 | . | T158 | 0.57 | 225.6422
DK_W_Offshore10 | . | S26 | . | T159 | 0.57 | 225.6422
DK_W_Offshore10 | . | S26 | . | T160 | 0.57 | 225.6422
DK_W_Offshore10 | . | S26 | . | T161 | 0.42 | 166.2627
DK_W_Offshore10 | . | S26 | . | T162 | 0.42 | 166.2627
DK_W_Offshore10 | . | S26 | . | T163 | 0.3 | 118.759
DK_W_Offshore10 | . | S26 | . | T164 | 0.3 | 118.759
DK_W_Offshore10 | . | S26 | . | T165 | 0.3 | 118.759
DK_W_Offshore10 | . | S26 | . | T166 | 0.42 | 166.2627
DK_W_Offshore10 | . | S26 | . | T167 | 0.42 | 166.2627
DK_W_Offshore10 | . | S26 | . | T168 | 0.42 | 166.2627
DK_W_Offshore10 | . | S27 | . | T001 | 0.57 | 225.6422
DK_W_Offshore10 | . | S27 | . | T002 | 0.57 | 225.6422
DK_W_Offshore10 | . | S27 | . | T003 | 0.57 | 225.6422
DK_W_Offshore10 | . | S27 | . | T004 | 0.57 | 225.6422
DK_W_Offshore10 | . | S27 | . | T005 | 0.57 | 225.6422
DK_W_Offshore10 | . | S27 | . | T006 | 0.57 | 225.6422
DK_W_Offshore10 | . | S27 | . | T007 | 0.57 | 225.6422
DK_W_Offshore10 | . | S27 | . | T008 | 0.57 | 225.6422
DK_W_Offshore10 | . | S27 | . | T009 | 0.57 | 225.6422
DK_W_Offshore10 | . | S27 | . | T010 | 0.57 | 225.6422
DK_W_Offshore10 | . | S27 | . | T011 | 0.57 | 225.6422
DK_W_Offshore10 | . | S27 | . | T012 | 0.57 | 225.6422
DK_W_Offshore10 | . | S27 | . | T013 | 0.57 | 225.6422
DK_W_Offshore10 | . | S27 | . | T014 | 0.57 | 225.6422
DK_W_Offshore10 | . | S27 | . | T015 | 0.57 | 225.6422
DK_W_Offshore10 | . | S27 | . | T016 | 0.57 | 225.6422
DK_W_Offshore10 | . | S27 | . | T017 | 0.57 | 225.6422
DK_W_Offshore10 | . | S27 | . | T018 | 0.57 | 225.6422
DK_W_Offshore10 | . | S27 | . | T019 | 0.57 | 225.6422
DK_W_Offshore10 | . | S27 | . | T020 | 0.72 | 285.0217
DK_W_Offshore10 | . | S27 | . | T021 | 0.72 | 285.0217
DK_W_Offshore10 | . | S27 | . | T022 | 0.57 | 225.6422
DK_W_Offshore10 | . | S27 | . | T023 | 0.57 | 225.6422
DK_W_Offshore10 | . | S27 | . | T024 | 0.57 | 225.6422
DK_W_Offshore10 | . | S27 | . | T025 | 0.42 | 166.2627
DK_W_Offshore10 | . | S27 | . | T026 | 0.42 | 166.2627
DK_W_Offshore10 | . | S27 | . | T027 | 0.42 | 166.2627
DK_W_Offshore10 | . | S27 | . | T028 | 0.42 | 166.2627
DK_W_Offshore10 | . | S27 | . | T029 | 0.3 | 118.759
DK_W_Offshore10 | . | S27 | . | T030 | 0.3 | 118.759
DK_W_Offshore10 | . | S27 | . | T031 | 0.19 | 75.2141
DK_W_Offshore10 | . | S27 | . | T032 | 0.19 | 75.2141
DK_W_Offshore10 | . | S27 | . | T033 | 0.19 | 75.2141
DK_W_Offshore10 | . | S27 | . | T034 | 0.12 | 47.5036
DK_W_Offshore10 | . | S27 | . | T035 | 0.12 | 47.5036
DK_W_Offshore10 | . | S27 | . | T036 | 0.12 | 47.5036
DK_W_Offshore10 | . | S27 | . | T037 | 0.12 | 47.5036
DK_W_Offshore10 | . | S27 | . | T038 | 0.12 | 47.5036
DK_W_Offshore10 | . | S27 | . | T039 | 0.12 | 47.5036
DK_W_Offshore10 | . | S27 | . | T040 | 0.19 | 75.2141
DK_W_Offshore10 | . | S27 | . | T041 | 0.19 | 75.2141
DK_W_Offshore10 | . | S27 | . | T042 | 0.19 | 75.2141
DK_W_Offshore10 | . | S27 | . | T043 | 0.12 | 47.5036
DK_W_Offshore10 | . | S27 | . | T044 | 0.12 | 47.5036
DK_W_Offshore10 | . | S27 | . | T045 | 0.06 | 23.7518
DK_W_Offshore10 | . | S27 | . | T046 | 0.06 | 23.7518
DK_W_Offshore10 | . | S27 | . | T047 | 0.03 | 11.8759
DK_W_Offshore10 | . | S27 | . | T048 | 0.03 | 11.8759
DK_W_Offshore10 | . | S27 | . | T049 | 0.03 | 11.8759
DK_W_Offshore10 | . | S27 | . | T050 | 0 | 0
DK_W_Offshore10 | . | S27 | . | T051 | 0 | 0
DK_W_Offshore10 | . | S27 | . | T052 | 0 | 0
DK_W_Offshore10 | . | S27 | . | T053 | 0 | 0
DK_W_Offshore10 | . | S27 | . | T054 | 0 | 0
DK_W_Offshore10 | . | S27 | . | T055 | 0 | 0
DK_W_Offshore10 | . | S27 | . | T056 | 0 | 0
DK_W_Offshore10 | . | S27 | . | T057 | 0 | 0
DK_W_Offshore10 | . | S27 | . | T058 | 0 | 0
DK_W_Offshore10 | . | S27 | . | T059 | 0 | 0
DK_W_Offshore10 | . | S27 | . | T060 | 0 | 0
DK_W_Offshore10 | . | S27 | . | T061 | 0 | 0
DK_W_Offshore10 | . | S27 | . | T062 | 0 | 0
DK_W_Offshore10 | . | S27 | . | T063 | 0 | 0
DK_W_Offshore10 | . | S27 | . | T064 | 0 | 0
DK_W_Offshore10 | . | S27 | . | T065 | 0 | 0
DK_W_Offshore10 | . | S27 | . | T066 | 0 | 0
DK_W_Offshore10 | . | S27 | . | T067 | 0.03 | 11.8759
DK_W_Offshore10 | . | S27 | . | T068 | 0.06 | 23.7518
DK_W_Offshore10 | . | S27 | . | T069 | 0.12 | 47.5036
DK_W_Offshore10 | . | S27 | . | T070 | 0.3 | 118.759
DK_W_Offshore10 | . | S27 | . | T071 | 0.42 | 166.2627
DK_W_Offshore10 | . | S27 | . | T072 | 0.57 | 225.6422
DK_W_Offshore10 | . | S27 | . | T073 | 0.72 | 285.0217
DK_W_Offshore10 | . | S27 | . | T074 | 0.72 | 285.0217
DK_W_Offshore10 | . | S27 | . | T075 | 0.72 | 285.0217
DK_W_Offshore10 | . | S27 | . | T076 | 0.72 | 285.0217
DK_W_Offshore10 | . | S27 | . | T077 | 0.72 | 285.0217
DK_W_Offshore10 | . | S27 | . | T078 | 0.72 | 285.0217
DK_W_Offshore10 | . | S27 | . | T079 | 0.72 | 285.0217
DK_W_Offshore10 | . | S27 | . | T080 | 0.72 | 285.0217
DK_W_Offshore10 | . | S27 | . | T081 | 0.72 | 285.0217
DK_W_Offshore10 | . | S27 | . | T082 | 0.72 | 285.0217
DK_W_Offshore10 | . | S27 | . | T083 | 0.72 | 285.0217
DK_W_Offshore10 | . | S27 | . | T084 | 0.72 | 285.0217
DK_W_Offshore10 | . | S27 | . | T085 | 0.72 | 285.0217
DK_W_Offshore10 | . | S27 | . | T086 | 0.72 | 285.0217
DK_W_Offshore10 | . | S27 | . | T087 | 0.72 | 285.0217
DK_W_Offshore10 | . | S27 | . | T088 | 0.72 | 285.0217
DK_W_Offshore10 | . | S27 | . | T089 | 0.85 | 336.484
DK_W_Offshore10 | . | S27 | . | T090 | 0.95 | 376.0703
DK_W_Offshore10 | . | S27 | . | T091 | 0.99 | 391.9049
DK_W_Offshore10 | . | S27 | . | T092 | 0.95 | 376.0703
DK_W_Offshore10 | . | S27 | . | T093 | 0.95 | 376.0703
DK_W_Offshore10 | . | S27 | . | T094 | 0.95 | 376.0703
DK_W_Offshore10 | . | S27 | . | T095 | 0.85 | 336.484
DK_W_Offshore10 | . | S27 | . | T096 | 0.85 | 336.484
DK_W_Offshore10 | . | S27 | . | T097 | 0.72 | 285.0217
DK_W_Offshore10 | . | S27 | . | T098 | 0.72 | 285.0217
DK_W_Offshore10 | . | S27 | . | T099 | 0.72 | 285.0217
DK_W_Offshore10 | . | S27 | . | T100 | 0.57 | 225.6422
DK_W_Offshore10 | . | S27 | . | T101 | 0.57 | 225.6422
DK_W_Offshore10 | . | S27 | . | T102 | 0.57 | 225.6422
DK_W_Offshore10 | . | S27 | . | T103 | 0.57 | 225.6422
DK_W_Offshore10 | . | S27 | . | T104 | 0.57 | 225.6422
DK_W_Offshore10 | . | S27 | . | T105 | 0.57 | 225.6422
DK_W_Offshore10 | . | S27 | . | T106 | 0.57 | 225.6422
DK_W_Offshore10 | . | S27 | . | T107 | 0.57 | 225.6422
DK_W_Offshore10 | . | S27 | . | T108 | 0.57 | 225.6422
DK_W_Offshore10 | . | S27 | . | T109 | 0.42 | 166.2627
DK_W_Offshore10 | . | S27 | . | T110 | 0.42 | 166.2627
DK_W_Offshore10 | . | S27 | . | T111 | 0.42 | 166.2627
DK_W_Offshore10 | . | S27 | . | T112 | 0.42 | 166.2627
DK_W_Offshore10 | . | S27 | . | T113 | 0.42 | 166.2627
DK_W_Offshore10 | . | S27 | . | T114 | 0.57 | 225.6422
DK_W_Offshore10 | . | S27 | . | T115 | 0.72 | 285.0217
DK_W_Offshore10 | . | S27 | . | T116 | 0.72 | 285.0217
DK_W_Offshore10 | . | S27 | . | T117 | 0.85 | 336.484
DK_W_Offshore10 | . | S27 | . | T118 | 0.95 | 376.0703
DK_W_Offshore10 | . | S27 | . | T119 | 0.95 | 376.0703
DK_W_Offshore10 | . | S27 | . | T120 | 0.85 | 336.484
DK_W_Offshore10 | . | S27 | . | T121 | 0.85 | 336.484
DK_W_Offshore10 | . | S27 | . | T122 | 0.85 | 336.484
DK_W_Offshore10 | . | S27 | . | T123 | 0.85 | 336.484
DK_W_Offshore10 | . | S27 | . | T124 | 0.72 | 285.0217
DK_W_Offshore10 | . | S27 | . | T125 | 0.72 | 285.0217
DK_W_Offshore10 | . | S27 | . | T126 | 0.72 | 285.0217
DK_W_Offshore10 | . | S27 | . | T127 | 0.57 | 225.6422
DK_W_Offshore10 | . | S27 | . | T128 | 0.72 | 285.0217
DK_W_Offshore10 | . | S27 | . | T129 | 0.72 | 285.0217
DK_W_Offshore10 | . | S27 | . | T130 | 0.72 | 285.0217
DK_W_Offshore10 | . | S27 | . | T131 | 0.72 | 285.0217
DK_W_Offshore10 | . | S27 | . | T132 | 0.57 | 225.6422
DK_W_Offshore10 | . | S27 | . | T133 | 0.57 | 225.6422
DK_W_Offshore10 | . | S27 | . | T134 | 0.57 | 225.6422
DK_W_Offshore10 | . | S27 | . | T135 | 0.42 | 166.2627
DK_W_Offshore10 | . | S27 | . | T136 | 0.42 | 166.2627
DK_W_Offshore10 | . | S27 | . | T137 | 0.57 | 225.6422
DK_W_Offshore10 | . | S27 | . | T138 | 0.57 | 225.6422
DK_W_Offshore10 | . | S27 | . | T139 | 0.72 | 285.0217
DK_W_Offshore10 | . | S27 | . | T140 | 0.85 | 336.484
DK_W_Offshore10 | . | S27 | . | T141 | 0.85 | 336.484
DK_W_Offshore10 | . | S27 | . | T142 | 0.95 | 376.0703
DK_W_Offshore10 | . | S27 | . | T143 | 0.95 | 376.0703
DK_W_Offshore10 | . | S27 | . | T144 | 0.95 | 376.0703
DK_W_Offshore10 | . | S27 | . | T145 | 0.95 | 376.0703
DK_W_Offshore10 | . | S27 | . | T146 | 0.85 | 336.484
DK_W_Offshore10 | . | S27 | . | T147 | 0.85 | 336.484
DK_W_Offshore10 | . | S27 | . | T148 | 0.95 | 376.0703
DK_W_Offshore10 | . | S27 | . | T149 | 0.95 | 376.0703
DK_W_Offshore10 | . | S27 | . | T150 | 0.99 | 391.9049
DK_W_Offshore10 | . | S27 | . | T151 | 0.99 | 391.9049
DK_W_Offshore10 | . | S27 | . | T152 | 0.99 | 391.9049
DK_W_Offshore10 | . | S27 | . | T153 | 1 | 395.8635
DK_W_Offshore10 | . | S27 | . | T154 | 1 | 395.8635
DK_W_Offshore10 | . | S27 | . | T155 | 1 | 395.8635
DK_W_Offshore10 | . | S27 | . | T156 | 1 | 395.8635
DK_W_Offshore10 | . | S27 | . | T157 | 1 | 395.8635
DK_W_Offshore10 | . | S27 | . | T158 | 1 | 395.8635
DK_W_Offshore10 | . | S27 | . | T159 | 1 | 395.8635
DK_W_Offshore10 | . | S27 | . | T160 | 0.95 | 376.0703
DK_W_Offshore10 | . | S27 | . | T161 | 0.85 | 336.484
DK_W_Offshore10 | . | S27 | . | T162 | 0.72 | 285.0217
DK_W_Offshore10 | . | S27 | . | T163 | 0.57 | 225.6422
DK_W_Offshore10 | . | S27 | . | T164 | 0.19 | 75.2141
DK_W_Offshore10 | . | S27 | . | T165 | 0.19 | 75.2141
DK_W_Offshore10 | . | S27 | . | T166 | 0.19 | 75.2141
DK_W_Offshore10 | . | S27 | . | T167 | 0.19 | 75.2141
DK_W_Offshore10 | . | S27 | . | T168 | 0.19 | 75.2141
DK_W_Offshore10 | . | S28 | . | T001 | 0.19 | 75.2141
DK_W_Offshore10 | . | S28 | . | T002 | 0.3 | 118.759
DK_W_Offshore10 | . | S28 | . | T003 | 0.3 | 118.759
DK_W_Offshore10 | . | S28 | . | T004 | 0.19 | 75.2141
DK_W_Offshore10 | . | S28 | . | T005 | 0.19 | 75.2141
DK_W_Offshore10 | . | S28 | . | T006 | 0.12 | 47.5036
DK_W_Offshore10 | . | S28 | . | T007 | 0.06 | 23.7518
DK_W_Offshore10 | . | S28 | . | T008 | 0.03 | 11.8759
DK_W_Offshore10 | . | S28 | . | T009 | 0.06 | 23.7518
DK_W_Offshore10 | . | S28 | . | T010 | 0.06 | 23.7518
DK_W_Offshore10 | . | S28 | . | T011 | 0.12 | 47.5036
DK_W_Offshore10 | . | S28 | . | T012 | 0.19 | 75.2141
DK_W_Offshore10 | . | S28 | . | T013 | 0.12 | 47.5036
DK_W_Offshore10 | . | S28 | . | T014 | 0.19 | 75.2141
DK_W_Offshore10 | . | S28 | . | T015 | 0.3 | 118.759
DK_W_Offshore10 | . | S28 | . | T016 | 0.42 | 166.2627
DK_W_Offshore10 | . | S28 | . | T017 | 0.42 | 166.2627
DK_W_Offshore10 | . | S28 | . | T018 | 0.42 | 166.2627
DK_W_Offshore10 | . | S28 | . | T019 | 0.42 | 166.2627
DK_W_Offshore10 | . | S28 | . | T020 | 0.42 | 166.2627
DK_W_Offshore10 | . | S28 | . | T021 | 0.57 | 225.6422
DK_W_Offshore10 | . | S28 | . | T022 | 0.57 | 225.6422
DK_W_Offshore10 | . | S28 | . | T023 | 0.57 | 225.6422
DK_W_Offshore10 | . | S28 | . | T024 | 0.72 | 285.0217
DK_W_Offshore10 | . | S28 | . | T025 | 0.72 | 285.0217
DK_W_Offshore10 | . | S28 | . | T026 | 0.85 | 336.484
DK_W_Offshore10 | . | S28 | . | T027 | 0.85 | 336.484
DK_W_Offshore10 | . | S28 | . | T028 | 0.85 | 336.484
DK_W_Offshore10 | . | S28 | . | T029 | 0.72 | 285.0217
DK_W_Offshore10 | . | S28 | . | T030 | 0.72 | 285.0217
DK_W_Offshore10 | . | S28 | . | T031 | 0.72 | 285.0217
DK_W_Offshore10 | . | S28 | . | T032 | 0.57 | 225.6422
DK_W_Offshore10 | . | S28 | . | T033 | 0.42 | 166.2627
DK_W_Offshore10 | . | S28 | . | T034 | 0.42 | 166.2627
DK_W_Offshore10 | . | S28 | . | T035 | 0.3 | 118.759
DK_W_Offshore10 | . | S28 | . | T036 | 0.3 | 118.759
DK_W_Offshore10 | . | S28 | . | T037 | 0.3 | 118.759
DK_W_Offshore10 | . | S28 | . | T038 | 0.19 | 75.2141
DK_W_Offshore10 | . | S28 | . | T039 | 0.12 | 47.5036
DK_W_Offshore10 | . | S28 | . | T040 | 0.12 | 47.5036
DK_W_Offshore10 | . | S28 | . | T041 | 0.12 | 47.5036
DK_W_Offshore10 | . | S28 | . | T042 | 0.12 | 47.5036
DK_W_Offshore10 | . | S28 | . | T043 | 0.12 | 47.5036
DK_W_Offshore10 | . | S28 | . | T044 | 0.06 | 23.7518
DK_W_Offshore10 | . | S28 | . | T045 | 0.06 | 23.7518
DK_W_Offshore10 | . | S28 | . | T046 | 0.12 | 47.5036
DK_W_Offshore10 | . | S28 | . | T047 | 0.12 | 47.5036
DK_W_Offshore10 | . | S28 | . | T048 | 0.12 | 47.5036
DK_W_Offshore10 | . | S28 | . | T049 | 0.12 | 47.5036
DK_W_Offshore10 | . | S28 | . | T050 | 0.12 | 47.5036
DK_W_Offshore10 | . | S28 | . | T051 | 0.12 | 47.5036
DK_W_Offshore10 | . | S28 | . | T052 | 0.06 | 23.7518
DK_W_Offshore10 | . | S28 | . | T053 | 0.12 | 47.5036
DK_W_Offshore10 | . | S28 | . | T054 | 0.12 | 47.5036
DK_W_Offshore10 | . | S28 | . | T055 | 0.12 | 47.5036
DK_W_Offshore10 | . | S28 | . | T056 | 0.12 | 47.5036
DK_W_Offshore10 | . | S28 | . | T057 | 0.12 | 47.5036
DK_W_Offshore10 | . | S28 | . | T058 | 0.19 | 75.2141
DK_W_Offshore10 | . | S28 | . | T059 | 0.3 | 118.759
DK_W_Offshore10 | . | S28 | . | T060 | 0.42 | 166.2627
DK_W_Offshore10 | . | S28 | . | T061 | 0.57 | 225.6422
DK_W_Offshore10 | . | S28 | . | T062 | 0.72 | 285.0217
DK_W_Offshore10 | . | S28 | . | T063 | 0.72 | 285.0217
DK_W_Offshore10 | . | S28 | . | T064 | 0.72 | 285.0217
DK_W_Offshore10 | . | S28 | . | T065 | 0.72 | 285.0217
DK_W_Offshore10 | . | S28 | . | T066 | 0.72 | 285.0217
DK_W_Offshore10 | . | S28 | . | T067 | 0.72 | 285.0217
DK_W_Offshore10 | . | S28 | . | T068 | 0.72 | 285.0217
DK_W_Offshore10 | . | S28 | . | T069 | 0.72 | 285.0217
DK_W_Offshore10 | . | S28 | . | T070 | 0.85 | 336.484
DK_W_Offshore10 | . | S28 | . | T071 | 0.85 | 336.484
DK_W_Offshore10 | . | S28 | . | T072 | 0.85 | 336.484
DK_W_Offshore10 | . | S28 | . | T073 | 0.85 | 336.484
DK_W_Offshore10 | . | S28 | . | T074 | 0.95 | 376.0703
DK_W_Offshore10 | . | S28 | . | T075 | 0.95 | 376.0703
DK_W_Offshore10 | . | S28 | . | T076 | 0.95 | 376.0703
DK_W_Offshore10 | . | S28 | . | T077 | 0.99 | 391.9049
DK_W_Offshore10 | . | S28 | . | T078 | 0.99 | 391.9049
DK_W_Offshore10 | . | S28 | . | T079 | 0.99 | 391.9049
DK_W_Offshore10 | . | S28 | . | T080 | 0.99 | 391.9049
DK_W_Offshore10 | . | S28 | . | T081 | 0.99 | 391.9049
DK_W_Offshore10 | . | S28 | . | T082 | 0.95 | 376.0703
DK_W_Offshore10 | . | S28 | . | T083 | 0.85 | 336.484
DK_W_Offshore10 | . | S28 | . | T084 | 0.85 | 336.484
DK_W_Offshore10 | . | S28 | . | T085 | 0.85 | 336.484
DK_W_Offshore10 | . | S28 | . | T086 | 0.85 | 336.484
DK_W_Offshore10 | . | S28 | . | T087 | 0.95 | 376.0703
DK_W_Offshore10 | . | S28 | . | T088 | 0.95 | 376.0703
DK_W_Offshore10 | . | S28 | . | T089 | 0.99 | 391.9049
DK_W_Offshore10 | . | S28 | . | T090 | 1 | 395.8635
DK_W_Offshore10 | . | S28 | . | T091 | 1 | 395.8635
DK_W_Offshore10 | . | S28 | . | T092 | 1 | 395.8635
DK_W_Offshore10 | . | S28 | . | T093 | 1 | 395.8635
DK_W_Offshore10 | . | S28 | . | T094 | 1 | 395.8635
DK_W_Offshore10 | . | S28 | . | T095 | 1 | 395.8635
DK_W_Offshore10 | . | S28 | . | T096 | 1 | 395.8635
DK_W_Offshore10 | . | S28 | . | T097 | 1 | 395.8635
DK_W_Offshore10 | . | S28 | . | T098 | 1 | 395.8635
DK_W_Offshore10 | . | S28 | . | T099 | 1 | 395.8635
DK_W_Offshore10 | . | S28 | . | T100 | 1 | 395.8635
DK_W_Offshore10 | . | S28 | . | T101 | 1 | 395.8635
DK_W_Offshore10 | . | S28 | . | T102 | 1 | 395.8635
DK_W_Offshore10 | . | S28 | . | T103 | 1 | 395.8635
DK_W_Offshore10 | . | S28 | . | T104 | 1 | 395.8635
DK_W_Offshore10 | . | S28 | . | T105 | 1 | 395.8635
DK_W_Offshore10 | . | S28 | . | T106 | 1 | 395.8635
DK_W_Offshore10 | . | S28 | . | T107 | 1 | 395.8635
DK_W_Offshore10 | . | S28 | . | T108 | 1 | 395.8635
DK_W_Offshore10 | . | S28 | . | T109 | 1 | 395.8635
DK_W_Offshore10 | . | S28 | . | T110 | 1 | 395.8635
DK_W_Offshore10 | . | S28 | . | T111 | 1 | 395.8635
DK_W_Offshore10 | . | S28 | . | T112 | 0.99 | 391.9049
DK_W_Offshore10 | . | S28 | . | T113 | 0.99 | 391.9049
DK_W_Offshore10 | . | S28 | . | T114 | 0.99 | 391.9049
DK_W_Offshore10 | . | S28 | . | T115 | 0.95 | 376.0703
DK_W_Offshore10 | . | S28 | . | T116 | 0.99 | 391.9049
DK_W_Offshore10 | . | S28 | . | T117 | 0.95 | 376.0703
DK_W_Offshore10 | . | S28 | . | T118 | 0.95 | 376.0703
DK_W_Offshore10 | . | S28 | . | T119 | 0.95 | 376.0703
DK_W_Offshore10 | . | S28 | . | T120 | 0.95 | 376.0703
DK_W_Offshore10 | . | S28 | . | T121 | 0.99 | 391.9049
DK_W_Offshore10 | . | S28 | . | T122 | 0.99 | 391.9049
DK_W_Offshore10 | . | S28 | . | T123 | 0.99 | 391.9049
DK_W_Offshore10 | . | S28 | . | T124 | 0.99 | 391.9049
DK_W_Offshore10 | . | S28 | . | T125 | 0.99 | 391.9049
DK_W_Offshore10 | . | S28 | . | T126 | 0.99 | 391.9049
DK_W_Offshore10 | . | S28 | . | T127 | 0.99 | 391.9049
DK_W_Offshore10 | . | S28 | . | T128 | 0.99 | 391.9049
DK_W_Offshore10 | . | S28 | . | T129 | 0.99 | 391.9049
DK_W_Offshore10 | . | S28 | . | T130 | 0.95 | 376.0703
DK_W_Offshore10 | . | S28 | . | T131 | 0.85 | 336.484
DK_W_Offshore10 | . | S28 | . | T132 | 0.72 | 285.0217
DK_W_Offshore10 | . | S28 | . | T133 | 0.57 | 225.6422
DK_W_Offshore10 | . | S28 | . | T134 | 0.42 | 166.2627
DK_W_Offshore10 | . | S28 | . | T135 | 0.42 | 166.2627
DK_W_Offshore10 | . | S28 | . | T136 | 0.3 | 118.759
DK_W_Offshore10 | . | S28 | . | T137 | 0.3 | 118.759
DK_W_Offshore10 | . | S28 | . | T138 | 0.3 | 118.759
DK_W_Offshore10 | . | S28 | . | T139 | 0.19 | 75.2141
DK_W_Offshore10 | . | S28 | . | T140 | 0.19 | 75.2141
DK_W_Offshore10 | . | S28 | . | T141 | 0.12 | 47.5036
DK_W_Offshore10 | . | S28 | . | T142 | 0.12 | 47.5036
DK_W_Offshore10 | . | S28 | . | T143 | 0.12 | 47.5036
DK_W_Offshore10 | . | S28 | . | T144 | 0.12 | 47.5036
DK_W_Offshore10 | . | S28 | . | T145 | 0.12 | 47.5036
DK_W_Offshore10 | . | S28 | . | T146 | 0.12 | 47.5036
DK_W_Offshore10 | . | S28 | . | T147 | 0.06 | 23.7518
DK_W_Offshore10 | . | S28 | . | T148 | 0.06 | 23.7518
DK_W_Offshore10 | . | S28 | . | T149 | 0.03 | 11.8759
DK_W_Offshore10 | . | S28 | . | T150 | 0.03 | 11.8759
DK_W_Offshore10 | . | S28 | . | T151 | 0.03 | 11.8759
DK_W_Offshore10 | . | S28 | . | T152 | 0.12 | 47.5036
DK_W_Offshore10 | . | S28 | . | T153 | 0.06 | 23.7518
DK_W_Offshore10 | . | S28 | . | T154 | 0.06 | 23.7518
DK_W_Offshore10 | . | S28 | . | T155 | 0.06 | 23.7518
DK_W_Offshore10 | . | S28 | . | T156 | 0.06 | 23.7518
DK_W_Offshore10 | . | S28 | . | T157 | 0.06 | 23.7518
DK_W_Offshore10 | . | S28 | . | T158 | 0.12 | 47.5036
DK_W_Offshore10 | . | S28 | . | T159 | 0.12 | 47.5036
DK_W_Offshore10 | . | S28 | . | T160 | 0.06 | 23.7518
DK_W_Offshore10 | . | S28 | . | T161 | 0.06 | 23.7518
DK_W_Offshore10 | . | S28 | . | T162 | 0.06 | 23.7518
DK_W_Offshore10 | . | S28 | . | T163 | 0.06 | 23.7518
DK_W_Offshore10 | . | S28 | . | T164 | 0.12 | 47.5036
DK_W_Offshore10 | . | S28 | . | T165 | 0.06 | 23.7518
DK_W_Offshore10 | . | S28 | . | T166 | 0 | 0
DK_W_Offshore10 | . | S28 | . | T167 | 0 | 0
DK_W_Offshore10 | . | S28 | . | T168 | 0 | 0
DK_W_Offshore10 | . | S29 | . | T001 | 0 | 0
DK_W_Offshore10 | . | S29 | . | T002 | 0.06 | 23.7518
DK_W_Offshore10 | . | S29 | . | T003 | 0.3 | 118.759
DK_W_Offshore10 | . | S29 | . | T004 | 0.42 | 166.2627
DK_W_Offshore10 | . | S29 | . | T005 | 0.42 | 166.2627
DK_W_Offshore10 | . | S29 | . | T006 | 0.57 | 225.6422
DK_W_Offshore10 | . | S29 | . | T007 | 0.57 | 225.6422
DK_W_Offshore10 | . | S29 | . | T008 | 0.57 | 225.6422
DK_W_Offshore10 | . | S29 | . | T009 | 0.57 | 225.6422
DK_W_Offshore10 | . | S29 | . | T010 | 0.57 | 225.6422
DK_W_Offshore10 | . | S29 | . | T011 | 0.57 | 225.6422
DK_W_Offshore10 | . | S29 | . | T012 | 0.42 | 166.2627
DK_W_Offshore10 | . | S29 | . | T013 | 0.42 | 166.2627
DK_W_Offshore10 | . | S29 | . | T014 | 0.42 | 166.2627
DK_W_Offshore10 | . | S29 | . | T015 | 0.3 | 118.759
DK_W_Offshore10 | . | S29 | . | T016 | 0.3 | 118.759
DK_W_Offshore10 | . | S29 | . | T017 | 0.19 | 75.2141
DK_W_Offshore10 | . | S29 | . | T018 | 0.19 | 75.2141
DK_W_Offshore10 | . | S29 | . | T019 | 0.12 | 47.5036
DK_W_Offshore10 | . | S29 | . | T020 | 0.12 | 47.5036
DK_W_Offshore10 | . | S29 | . | T021 | 0.12 | 47.5036
DK_W_Offshore10 | . | S29 | . | T022 | 0.06 | 23.7518
DK_W_Offshore10 | . | S29 | . | T023 | 0.06 | 23.7518
DK_W_Offshore10 | . | S29 | . | T024 | 0.03 | 11.8759
DK_W_Offshore10 | . | S29 | . | T025 | 0.03 | 11.8759
DK_W_Offshore10 | . | S29 | . | T026 | 0 | 0
DK_W_Offshore10 | . | S29 | . | T027 | 0 | 0
DK_W_Offshore10 | . | S29 | . | T028 | 0 | 0
DK_W_Offshore10 | . | S29 | . | T029 | 0 | 0
DK_W_Offshore10 | . | S29 | . | T030 | 0 | 0
DK_W_Offshore10 | . | S29 | . | T031 | 0.03 | 11.8759
DK_W_Offshore10 | . | S29 | . | T032 | 0 | 0
DK_W_Offshore10 | . | S29 | . | T033 | 0 | 0
DK_W_Offshore10 | . | S29 | . | T034 | 0 | 0
DK_W_Offshore10 | . | S29 | . | T035 | 0 | 0
DK_W_Offshore10 | . | S29 | . | T036 | 0 | 0
DK_W_Offshore10 | . | S29 | . | T037 | 0 | 0
DK_W_Offshore10 | . | S29 | . | T038 | 0 | 0
DK_W_Offshore10 | . | S29 | . | T039 | 0 | 0
DK_W_Offshore10 | . | S29 | . | T040 | 0 | 0
DK_W_Offshore10 | . | S29 | . | T041 | 0.03 | 11.8759
DK_W_Offshore10 | . | S29 | . | T042 | 0.06 | 23.7518
DK_W_Offshore10 | . | S29 | . | T043 | 0.12 | 47.5036
DK_W_Offshore10 | . | S29 | . | T044 | 0.19 | 75.2141
DK_W_Offshore10 | . | S29 | . | T045 | 0.19 | 75.2141
DK_W_Offshore10 | . | S29 | . | T046 | 0.19 | 75.2141
DK_W_Offshore10 | . | S29 | . | T047 | 0.12 | 47.5036
DK_W_Offshore10 | . | S29 | . | T048 | 0.12 | 47.5036
DK_W_Offshore10 | . | S29 | . | T049 | 0.06 | 23.7518
DK_W_Offshore10 | . | S29 | . | T050 | 0.06 | 23.7518
DK_W_Offshore10 | . | S29 | . | T051 | 0.06 | 23.7518
DK_W_Offshore10 | . | S29 | . | T052 | 0.06 | 23.7518
DK_W_Offshore10 | . | S29 | . | T053 | 0.06 | 23.7518
DK_W_Offshore10 | . | S29 | . | T054 | 0.03 | 11.8759
DK_W_Offshore10 | . | S29 | . | T055 | 0.03 | 11.8759
DK_W_Offshore10 | . | S29 | . | T056 | 0.03 | 11.8759
DK_W_Offshore10 | . | S29 | . | T057 | 0 | 0
DK_W_Offshore10 | . | S29 | . | T058 | 0 | 0
DK_W_Offshore10 | . | S29 | . | T059 | 0 | 0
DK_W_Offshore10 | . | S29 | . | T060 | 0 | 0
DK_W_Offshore10 | . | S29 | . | T061 | 0 | 0
DK_W_Offshore10 | . | S29 | . | T062 | 0 | 0
DK_W_Offshore10 | . | S29 | . | T063 | 0 | 0
DK_W_Offshore10 | . | S29 | . | T064 | 0 | 0
DK_W_Offshore10 | . | S29 | . | T065 | 0.03 | 11.8759
DK_W_Offshore10 | . | S29 | . | T066 | 0.06 | 23.7518
DK_W_Offshore10 | . | S29 | . | T067 | 0.12 | 47.5036
DK_W_Offshore10 | . | S29 | . | T068 | 0.19 | 75.2141
DK_W_Offshore10 | . | S29 | . | T069 | 0.3 | 118.759
DK_W_Offshore10 | . | S29 | . | T070 | 0.3 | 118.759
DK_W_Offshore10 | . | S29 | . | T071 | 0.3 | 118.759
DK_W_Offshore10 | . | S29 | . | T072 | 0.3 | 118.759
DK_W_Offshore10 | . | S29 | . | T073 | 0.3 | 118.759
DK_W_Offshore10 | . | S29 | . | T074 | 0.3 | 118.759
DK_W_Offshore10 | . | S29 | . | T075 | 0.42 | 166.2627
DK_W_Offshore10 | . | S29 | . | T076 | 0.42 | 166.2627
DK_W_Offshore10 | . | S29 | . | T077 | 0.57 | 225.6422
DK_W_Offshore10 | . | S29 | . | T078 | 0.57 | 225.6422
DK_W_Offshore10 | . | S29 | . | T079 | 0.57 | 225.6422
DK_W_Offshore10 | . | S29 | . | T080 | 0.72 | 285.0217
DK_W_Offshore10 | . | S29 | . | T081 | 0.72 | 285.0217
DK_W_Offshore10 | . | S29 | . | T082 | 0.72 | 285.0217
DK_W_Offshore10 | . | S29 | . | T083 | 0.72 | 285.0217
DK_W_Offshore10 | . | S29 | . | T084 | 0.72 | 285.0217
DK_W_Offshore10 | . | S29 | . | T085 | 0.72 | 285.0217
DK_W_Offshore10 | . | S29 | . | T086 | 0.57 | 225.6422
DK_W_Offshore10 | . | S29 | . | T087 | 0.72 | 285.0217
DK_W_Offshore10 | . | S29 | . | T088 | 0.57 | 225.6422
DK_W_Offshore10 | . | S29 | . | T089 | 0.3 | 118.759
DK_W_Offshore10 | . | S29 | . | T090 | 0.3 | 118.759
DK_W_Offshore10 | . | S29 | . | T091 | 0.3 | 118.759
DK_W_Offshore10 | . | S29 | . | T092 | 0.19 | 75.2141
DK_W_Offshore10 | . | S29 | . | T093 | 0.3 | 118.759
DK_W_Offshore10 | . | S29 | . | T094 | 0.42 | 166.2627
DK_W_Offshore10 | . | S29 | . | T095 | 0.42 | 166.2627
DK_W_Offshore10 | . | S29 | . | T096 | 0.42 | 166.2627
DK_W_Offshore10 | . | S29 | . | T097 | 0.42 | 166.2627
DK_W_Offshore10 | . | S29 | . | T098 | 0.3 | 118.759
DK_W_Offshore10 | . | S29 | . | T099 | 0.19 | 75.2141
DK_W_Offshore10 | . | S29 | . | T100 | 0.19 | 75.2141
DK_W_Offshore10 | . | S29 | . | T101 | 0.19 | 75.2141
DK_W_Offshore10 | . | S29 | . | T102 | 0.3 | 118.759
DK_W_Offshore10 | . | S29 | . | T103 | 0.3 | 118.759
DK_W_Offshore10 | . | S29 | . | T104 | 0.3 | 118.759
DK_W_Offshore10 | . | S29 | . | T105 | 0.42 | 166.2627
DK_W_Offshore10 | . | S29 | . | T106 | 0.42 | 166.2627
DK_W_Offshore10 | . | S29 | . | T107 | 0.3 | 118.759
DK_W_Offshore10 | . | S29 | . | T108 | 0.3 | 118.759
DK_W_Offshore10 | . | S29 | . | T109 | 0.19 | 75.2141
DK_W_Offshore10 | . | S29 | . | T110 | 0.19 | 75.2141
DK_W_Offshore10 | . | S29 | . | T111 | 0.12 | 47.5036
DK_W_Offshore10 | . | S29 | . | T112 | 0.06 | 23.7518
DK_W_Offshore10 | . | S29 | . | T113 | 0.06 | 23.7518
DK_W_Offshore10 | . | S29 | . | T114 | 0.03 | 11.8759
DK_W_Offshore10 | . | S29 | . | T115 | 0.06 | 23.7518
DK_W_Offshore10 | . | S29 | . | T116 | 0.12 | 47.5036
DK_W_Offshore10 | . | S29 | . | T117 | 0.19 | 75.2141
DK_W_Offshore10 | . | S29 | . | T118 | 0.19 | 75.2141
DK_W_Offshore10 | . | S29 | . | T119 | 0.06 | 23.7518
DK_W_Offshore10 | . | S29 | . | T120 | 0.03 | 11.8759
DK_W_Offshore10 | . | S29 | . | T121 | 0.03 | 11.8759
DK_W_Offshore10 | . | S29 | . | T122 | 0.06 | 23.7518
DK_W_Offshore10 | . | S29 | . | T123 | 0.06 | 23.7518
DK_W_Offshore10 | . | S29 | . | T124 | 0.06 | 23.7518
DK_W_Offshore10 | . | S29 | . | T125 | 0.03 | 11.8759
DK_W_Offshore10 | . | S29 | . | T126 | 0.03 | 11.8759
DK_W_Offshore10 | . | S29 | . | T127 | 0.03 | 11.8759
DK_W_Offshore10 | . | S29 | . | T128 | 0 | 0
DK_W_Offshore10 | . | S29 | . | T129 | 0 | 0
DK_W_Offshore10 | . | S29 | . | T130 | 0 | 0
DK_W_Offshore10 | . | S29 | . | T131 | 0 | 0
DK_W_Offshore10 | . | S29 | . | T132 | 0 | 0
DK_W_Offshore10 | . | S29 | . | T133 | 0 | 0
DK_W_Offshore10 | . | S29 | . | T134 | 0.03 | 11.8759
DK_W_Offshore10 | . | S29 | . | T135 | 0.06 | 23.7518
DK_W_Offshore10 | . | S29 | . | T136 | 0.19 | 75.2141
DK_W_Offshore10 | . | S29 | . | T137 | 0.3 | 118.759
DK_W_Offshore10 | . | S29 | . | T138 | 0.3 | 118.759
DK_W_Offshore10 | . | S29 | . | T139 | 0.42 | 166.2627
DK_W_Offshore10 | . | S29 | . | T140 | 0.42 | 166.2627
DK_W_Offshore10 | . | S29 | . | T141 | 0.42 | 166.2627
DK_W_Offshore10 | . | S29 | . | T142 | 0.3 | 118.759
DK_W_Offshore10 | . | S29 | . | T143 | 0.3 | 118.759
DK_W_Offshore10 | . | S29 | . | T144 | 0.3 | 118.759
DK_W_Offshore10 | . | S29 | . | T145 | 0.19 | 75.2141
DK_W_Offshore10 | . | S29 | . | T146 | 0.19 | 75.2141
DK_W_Offshore10 | . | S29 | . | T147 | 0.12 | 47.5036
DK_W_Offshore10 | . | S29 | . | T148 | 0.06 | 23.7518
DK_W_Offshore10 | . | S29 | . | T149 | 0.06 | 23.7518
DK_W_Offshore10 | . | S29 | . | T150 | 0.03 | 11.8759
DK_W_Offshore10 | . | S29 | . | T151 | 0.06 | 23.7518
DK_W_Offshore10 | . | S29 | . | T152 | 0.06 | 23.7518
DK_W_Offshore10 | . | S29 | . | T153 | 0.12 | 47.5036
DK_W_Offshore10 | . | S29 | . | T154 | 0.12 | 47.5036
DK_W_Offshore10 | . | S29 | . | T155 | 0.19 | 75.2141
DK_W_Offshore10 | . | S29 | . | T156 | 0.42 | 166.2627
DK_W_Offshore10 | . | S29 | . | T157 | 0.57 | 225.6422
DK_W_Offshore10 | . | S29 | . | T158 | 0.57 | 225.6422
DK_W_Offshore10 | . | S29 | . | T159 | 0.72 | 285.0217
DK_W_Offshore10 | . | S29 | . | T160 | 0.72 | 285.0217
DK_W_Offshore10 | . | S29 | . | T161 | 0.72 | 285.0217
DK_W_Offshore10 | . | S29 | . | T162 | 0.72 | 285.0217
DK_W_Offshore10 | . | S29 | . | T163 | 0.57 | 225.6422
DK_W_Offshore10 | . | S29 | . | T164 | 0.57 | 225.6422
DK_W_Offshore10 | . | S29 | . | T165 | 0.57 | 225.6422
DK_W_Offshore10 | . | S29 | . | T166 | 0.42 | 166.2627
DK_W_Offshore10 | . | S29 | . | T167 | 0.57 | 225.6422
DK_W_Offshore10 | . | S29 | . | T168 | 0.42 | 166.2627
DK_W_Offshore10 | . | S30 | . | T001 | 0.42 | 166.2627
DK_W_Offshore10 | . | S30 | . | T002 | 0.42 | 166.2627
DK_W_Offshore10 | . | S30 | . | T003 | 0.42 | 166.2627
DK_W_Offshore10 | . | S30 | . | T004 | 0.42 | 166.2627
DK_W_Offshore10 | . | S30 | . | T005 | 0.42 | 166.2627
DK_W_Offshore10 | . | S30 | . | T006 | 0.42 | 166.2627
DK_W_Offshore10 | . | S30 | . | T007 | 0.42 | 166.2627
DK_W_Offshore10 | . | S30 | . | T008 | 0.42 | 166.2627
DK_W_Offshore10 | . | S30 | . | T009 | 0.42 | 166.2627
DK_W_Offshore10 | . | S30 | . | T010 | 0.42 | 166.2627
DK_W_Offshore10 | . | S30 | . | T011 | 0.42 | 166.2627
DK_W_Offshore10 | . | S30 | . | T012 | 0.42 | 166.2627
DK_W_Offshore10 | . | S30 | . | T013 | 0.42 | 166.2627
DK_W_Offshore10 | . | S30 | . | T014 | 0.42 | 166.2627
DK_W_Offshore10 | . | S30 | . | T015 | 0.3 | 118.759
DK_W_Offshore10 | . | S30 | . | T016 | 0.3 | 118.759
DK_W_Offshore10 | . | S30 | . | T017 | 0.3 | 118.759
DK_W_Offshore10 | . | S30 | . | T018 | 0.19 | 75.2141
DK_W_Offshore10 | . | S30 | . | T019 | 0.19 | 75.2141
DK_W_Offshore10 | . | S30 | . | T020 | 0.19 | 75.2141
DK_W_Offshore10 | . | S30 | . | T021 | 0.19 | 75.2141
DK_W_Offshore10 | . | S30 | . | T022 | 0.12 | 47.5036
DK_W_Offshore10 | . | S30 | . | T023 | 0.06 | 23.7518
DK_W_Offshore10 | . | S30 | . | T024 | 0.06 | 23.7518
DK_W_Offshore10 | . | S30 | . | T025 | 0.03 | 11.8759
DK_W_Offshore10 | . | S30 | . | T026 | 0.03 | 11.8759
DK_W_Offshore10 | . | S30 | . | T027 | 0.03 | 11.8759
DK_W_Offshore10 | . | S30 | . | T028 | 0.03 | 11.8759
DK_W_Offshore10 | . | S30 | . | T029 | 0.03 | 11.8759
DK_W_Offshore10 | . | S30 | . | T030 | 0 | 0
DK_W_Offshore10 | . | S30 | . | T031 | 0 | 0
DK_W_Offshore10 | . | S30 | . | T032 | 0 | 0
DK_W_Offshore10 | . | S30 | . | T033 | 0 | 0
DK_W_Offshore10 | . | S30 | . | T034 | 0 | 0
DK_W_Offshore10 | . | S30 | . | T035 | 0 | 0
DK_W_Offshore10 | . | S30 | . | T036 | 0 | 0
DK_W_Offshore10 | . | S30 | . | T037 | 0 | 0
DK_W_Offshore10 | . | S30 | . | T038 | 0 | 0
DK_W_Offshore10 | . | S30 | . | T039 | 0 | 0
DK_W_Offshore10 | . | S30 | . | T040 | 0 | 0
DK_W_Offshore10 | . | S30 | . | T041 | 0 | 0
DK_W_Offshore10 | . | S30 | . | T042 | 0 | 0
DK_W_Offshore10 | . | S30 | . | T043 | 0 | 0
DK_W_Offshore10 | . | S30 | . | T044 | 0.03 | 11.8759
DK_W_Offshore10 | . | S30 | . | T045 | 0.03 | 11.8759
DK_W_Offshore10 | . | S30 | . | T046 | 0.06 | 23.7518
DK_W_Offshore10 | . | S30 | . | T047 | 0.12 | 47.5036
DK_W_Offshore10 | . | S30 | . | T048 | 0.19 | 75.2141
DK_W_Offshore10 | . | S30 | . | T049 | 0.19 | 75.2141
DK_W_Offshore10 | . | S30 | . | T050 | 0.19 | 75.2141
DK_W_Offshore10 | . | S30 | . | T051 | 0.19 | 75.2141
DK_W_Offshore10 | . | S30 | . | T052 | 0.12 | 47.5036
DK_W_Offshore10 | . | S30 | . | T053 | 0.06 | 23.7518
DK_W_Offshore10 | . | S30 | . | T054 | 0.06 | 23.7518
DK_W_Offshore10 | . | S30 | . | T055 | 0.06 | 23.7518
DK_W_Offshore10 | . | S30 | . | T056 | 0.06 | 23.7518
DK_W_Offshore10 | . | S30 | . | T057 | 0.06 | 23.7518
DK_W_Offshore10 | . | S30 | . | T058 | 0.03 | 11.8759
DK_W_Offshore10 | . | S30 | . | T059 | 0 | 0
DK_W_Offshore10 | . | S30 | . | T060 | 0 | 0
DK_W_Offshore10 | . | S30 | . | T061 | 0 | 0
DK_W_Offshore10 | . | S30 | . | T062 | 0 | 0
DK_W_Offshore10 | . | S30 | . | T063 | 0 | 0
DK_W_Offshore10 | . | S30 | . | T064 | 0.03 | 11.8759
DK_W_Offshore10 | . | S30 | . | T065 | 0.03 | 11.8759
DK_W_Offshore10 | . | S30 | . | T066 | 0.03 | 11.8759
DK_W_Offshore10 | . | S30 | . | T067 | 0.06 | 23.7518
DK_W_Offshore10 | . | S30 | . | T068 | 0.06 | 23.7518
DK_W_Offshore10 | . | S30 | . | T069 | 0.03 | 11.8759
DK_W_Offshore10 | . | S30 | . | T070 | 0.03 | 11.8759
DK_W_Offshore10 | . | S30 | . | T071 | 0.03 | 11.8759
DK_W_Offshore10 | . | S30 | . | T072 | 0.03 | 11.8759
DK_W_Offshore10 | . | S30 | . | T073 | 0.03 | 11.8759
DK_W_Offshore10 | . | S30 | . | T074 | 0.03 | 11.8759
DK_W_Offshore10 | . | S30 | . | T075 | 0.03 | 11.8759
DK_W_Offshore10 | . | S30 | . | T076 | 0.06 | 23.7518
DK_W_Offshore10 | . | S30 | . | T077 | 0.06 | 23.7518
DK_W_Offshore10 | . | S30 | . | T078 | 0.03 | 11.8759
DK_W_Offshore10 | . | S30 | . | T079 | 0.03 | 11.8759
DK_W_Offshore10 | . | S30 | . | T080 | 0.03 | 11.8759
DK_W_Offshore10 | . | S30 | . | T081 | 0 | 0
DK_W_Offshore10 | . | S30 | . | T082 | 0 | 0
DK_W_Offshore10 | . | S30 | . | T083 | 0 | 0
DK_W_Offshore10 | . | S30 | . | T084 | 0 | 0
DK_W_Offshore10 | . | S30 | . | T085 | 0 | 0
DK_W_Offshore10 | . | S30 | . | T086 | 0.03 | 11.8759
DK_W_Offshore10 | . | S30 | . | T087 | 0.03 | 11.8759
DK_W_Offshore10 | . | S30 | . | T088 | 0.06 | 23.7518
DK_W_Offshore10 | . | S30 | . | T089 | 0.06 | 23.7518
DK_W_Offshore10 | . | S30 | . | T090 | 0.12 | 47.5036
DK_W_Offshore10 | . | S30 | . | T091 | 0.12 | 47.5036
DK_W_Offshore10 | . | S30 | . | T092 | 0.12 | 47.5036
DK_W_Offshore10 | . | S30 | . | T093 | 0.12 | 47.5036
DK_W_Offshore10 | . | S30 | . | T094 | 0.06 | 23.7518
DK_W_Offshore10 | . | S30 | . | T095 | 0.06 | 23.7518
DK_W_Offshore10 | . | S30 | . | T096 | 0.06 | 23.7518
DK_W_Offshore10 | . | S30 | . | T097 | 0.03 | 11.8759
DK_W_Offshore10 | . | S30 | . | T098 | 0.03 | 11.8759
DK_W_Offshore10 | . | S30 | . | T099 | 0.03 | 11.8759
DK_W_Offshore10 | . | S30 | . | T100 | 0.03 | 11.8759
DK_W_Offshore10 | . | S30 | . | T101 | 0.03 | 11.8759
DK_W_Offshore10 | . | S30 | . | T102 | 0.03 | 11.8759
DK_W_Offshore10 | . | S30 | . | T103 | 0.03 | 11.8759
DK_W_Offshore10 | . | S30 | . | T104 | 0 | 0
DK_W_Offshore10 | . | S30 | . | T105 | 0 | 0
DK_W_Offshore10 | . | S30 | . | T106 | 0 | 0
DK_W_Offshore10 | . | S30 | . | T107 | 0 | 0
DK_W_Offshore10 | . | S30 | . | T108 | 0 | 0
DK_W_Offshore10 | . | S30 | . | T109 | 0 | 0
DK_W_Offshore10 | . | S30 | . | T110 | 0 | 0
DK_W_Offshore10 | . | S30 | . | T111 | 0 | 0
DK_W_Offshore10 | . | S30 | . | T112 | 0 | 0
DK_W_Offshore10 | . | S30 | . | T113 | 0 | 0
DK_W_Offshore10 | . | S30 | . | T114 | 0.03 | 11.8759
DK_W_Offshore10 | . | S30 | . | T115 | 0.06 | 23.7518
DK_W_Offshore10 | . | S30 | . | T116 | 0.06 | 23.7518
DK_W_Offshore10 | . | S30 | . | T117 | 0.12 | 47.5036
DK_W_Offshore10 | . | S30 | . | T118 | 0.12 | 47.5036
DK_W_Offshore10 | . | S30 | . | T119 | 0.12 | 47.5036
DK_W_Offshore10 | . | S30 | . | T120 | 0.12 | 47.5036
DK_W_Offshore10 | . | S30 | . | T121 | 0.12 | 47.5036
DK_W_Offshore10 | . | S30 | . | T122 | 0.12 | 47.5036
DK_W_Offshore10 | . | S30 | . | T123 | 0.12 | 47.5036
DK_W_Offshore10 | . | S30 | . | T124 | 0.12 | 47.5036
DK_W_Offshore10 | . | S30 | . | T125 | 0.19 | 75.2141
DK_W_Offshore10 | . | S30 | . | T126 | 0.19 | 75.2141
DK_W_Offshore10 | . | S30 | . | T127 | 0.19 | 75.2141
DK_W_Offshore10 | . | S30 | . | T128 | 0.12 | 47.5036
DK_W_Offshore10 | . | S30 | . | T129 | 0.06 | 23.7518
DK_W_Offshore10 | . | S30 | . | T130 | 0.06 | 23.7518
DK_W_Offshore10 | . | S30 | . | T131 | 0.06 | 23.7518
DK_W_Offshore10 | . | S30 | . | T132 | 0.12 | 47.5036
DK_W_Offshore10 | . | S30 | . | T133 | 0.12 | 47.5036
DK_W_Offshore10 | . | S30 | . | T134 | 0.12 | 47.5036
DK_W_Offshore10 | . | S30 | . | T135 | 0.06 | 23.7518
DK_W_Offshore10 | . | S30 | . | T136 | 0.03 | 11.8759
DK_W_Offshore10 | . | S30 | . | T137 | 0.03 | 11.8759
DK_W_Offshore10 | . | S30 | . | T138 | 0 | 0
DK_W_Offshore10 | . | S30 | . | T139 | 0 | 0
DK_W_Offshore10 | . | S30 | . | T140 | 0 | 0
DK_W_Offshore10 | . | S30 | . | T141 | 0 | 0
DK_W_Offshore10 | . | S30 | . | T142 | 0 | 0
DK_W_Offshore10 | . | S30 | . | T143 | 0 | 0
DK_W_Offshore10 | . | S30 | . | T144 | 0.03 | 11.8759
DK_W_Offshore10 | . | S30 | . | T145 | 0 | 0
DK_W_Offshore10 | . | S30 | . | T146 | 0 | 0
DK_W_Offshore10 | . | S30 | . | T147 | 0 | 0
DK_W_Offshore10 | . | S30 | . | T148 | 0 | 0
DK_W_Offshore10 | . | S30 | . | T149 | 0 | 0
DK_W_Offshore10 | . | S30 | . | T150 | 0 | 0
DK_W_Offshore10 | . | S30 | . | T151 | 0 | 0
DK_W_Offshore10 | . | S30 | . | T152 | 0 | 0
DK_W_Offshore10 | . | S30 | . | T153 | 0 | 0
DK_W_Offshore10 | . | S30 | . | T154 | 0 | 0
DK_W_Offshore10 | . | S30 | . | T155 | 0 | 0
DK_W_Offshore10 | . | S30 | . | T156 | 0 | 0
DK_W_Offshore10 | . | S30 | . | T157 | 0 | 0
DK_W_Offshore10 | . | S30 | . | T158 | 0.03 | 11.8759
DK_W_Offshore10 | . | S30 | . | T159 | 0.06 | 23.7518
DK_W_Offshore10 | . | S30 | . | T160 | 0.12 | 47.5036
DK_W_Offshore10 | . | S30 | . | T161 | 0.19 | 75.2141
DK_W_Offshore10 | . | S30 | . | T162 | 0.19 | 75.2141
DK_W_Offshore10 | . | S30 | . | T163 | 0.19 | 75.2141
DK_W_Offshore10 | . | S30 | . | T164 | 0.12 | 47.5036
DK_W_Offshore10 | . | S30 | . | T165 | 0.12 | 47.5036
DK_W_Offshore10 | . | S30 | . | T166 | 0.06 | 23.7518
DK_W_Offshore10 | . | S30 | . | T167 | 0.06 | 23.7518
DK_W_Offshore10 | . | S30 | . | T168 | 0.03 | 11.8759
DK_W_Offshore10 | . | S31 | . | T001 | 0.03 | 11.8759
DK_W_Offshore10 | . | S31 | . | T002 | 0.03 | 11.8759
DK_W_Offshore10 | . | S31 | . | T003 | 0.03 | 11.8759
DK_W_Offshore10 | . | S31 | . | T004 | 0.06 | 23.7518
DK_W_Offshore10 | . | S31 | . | T005 | 0.06 | 23.7518
DK_W_Offshore10 | . | S31 | . | T006 | 0.06 | 23.7518
DK_W_Offshore10 | . | S31 | . | T007 | 0.12 | 47.5036
DK_W_Offshore10 | . | S31 | . | T008 | 0.12 | 47.5036
DK_W_Offshore10 | . | S31 | . | T009 | 0.19 | 75.2141
DK_W_Offshore10 | . | S31 | . | T010 | 0.19 | 75.2141
DK_W_Offshore10 | . | S31 | . | T011 | 0.19 | 75.2141
DK_W_Offshore10 | . | S31 | . | T012 | 0.3 | 118.759
DK_W_Offshore10 | . | S31 | . | T013 | 0.42 | 166.2627
DK_W_Offshore10 | . | S31 | . | T014 | 0.42 | 166.2627
DK_W_Offshore10 | . | S31 | . | T015 | 0.57 | 225.6422
DK_W_Offshore10 | . | S31 | . | T016 | 0.57 | 225.6422
DK_W_Offshore10 | . | S31 | . | T017 | 0.72 | 285.0217
DK_W_Offshore10 | . | S31 | . | T018 | 0.72 | 285.0217
DK_W_Offshore10 | . | S31 | . | T019 | 0.72 | 285.0217
DK_W_Offshore10 | . | S31 | . | T020 | 0.72 | 285.0217
DK_W_Offshore10 | . | S31 | . | T021 | 0.72 | 285.0217
DK_W_Offshore10 | . | S31 | . | T022 | 0.72 | 285.0217
DK_W_Offshore10 | . | S31 | . | T023 | 0.72 | 285.0217
DK_W_Offshore10 | . | S31 | . | T024 | 0.57 | 225.6422
DK_W_Offshore10 | . | S31 | . | T025 | 0.57 | 225.6422
DK_W_Offshore10 | . | S31 | . | T026 | 0.57 | 225.6422
DK_W_Offshore10 | . | S31 | . | T027 | 0.42 | 166.2627
DK_W_Offshore10 | . | S31 | . | T028 | 0.42 | 166.2627
DK_W_Offshore10 | . | S31 | . | T029 | 0.42 | 166.2627
DK_W_Offshore10 | . | S31 | . | T030 | 0.42 | 166.2627
DK_W_Offshore10 | . | S31 | . | T031 | 0.42 | 166.2627
DK_W_Offshore10 | . | S31 | . | T032 | 0.57 | 225.6422
DK_W_Offshore10 | . | S31 | . | T033 | 0.57 | 225.6422
DK_W_Offshore10 | . | S31 | . | T034 | 0.57 | 225.6422
DK_W_Offshore10 | . | S31 | . | T035 | 0.57 | 225.6422
DK_W_Offshore10 | . | S31 | . | T036 | 0.57 | 225.6422
DK_W_Offshore10 | . | S31 | . | T037 | 0.57 | 225.6422
DK_W_Offshore10 | . | S31 | . | T038 | 0.57 | 225.6422
DK_W_Offshore10 | . | S31 | . | T039 | 0.57 | 225.6422
DK_W_Offshore10 | . | S31 | . | T040 | 0.57 | 225.6422
DK_W_Offshore10 | . | S31 | . | T041 | 0.57 | 225.6422
DK_W_Offshore10 | . | S31 | . | T042 | 0.57 | 225.6422
DK_W_Offshore10 | . | S31 | . | T043 | 0.42 | 166.2627
DK_W_Offshore10 | . | S31 | . | T044 | 0.42 | 166.2627
DK_W_Offshore10 | . | S31 | . | T045 | 0.42 | 166.2627
DK_W_Offshore10 | . | S31 | . | T046 | 0.42 | 166.2627
DK_W_Offshore10 | . | S31 | . | T047 | 0.3 | 118.759
DK_W_Offshore10 | . | S31 | . | T048 | 0.3 | 118.759
DK_W_Offshore10 | . | S31 | . | T049 | 0.3 | 118.759
DK_W_Offshore10 | . | S31 | . | T050 | 0.19 | 75.2141
DK_W_Offshore10 | . | S31 | . | T051 | 0.19 | 75.2141
DK_W_Offshore10 | . | S31 | . | T052 | 0.12 | 47.5036
DK_W_Offshore10 | . | S31 | . | T053 | 0.06 | 23.7518
DK_W_Offshore10 | . | S31 | . | T054 | 0.03 | 11.8759
DK_W_Offshore10 | . | S31 | . | T055 | 0 | 0
DK_W_Offshore10 | . | S31 | . | T056 | 0 | 0
DK_W_Offshore10 | . | S31 | . | T057 | 0 | 0
DK_W_Offshore10 | . | S31 | . | T058 | 0 | 0
DK_W_Offshore10 | . | S31 | . | T059 | 0 | 0
DK_W_Offshore10 | . | S31 | . | T060 | 0 | 0
DK_W_Offshore10 | . | S31 | . | T061 | 0 | 0
DK_W_Offshore10 | . | S31 | . | T062 | 0 | 0
DK_W_Offshore10 | . | S31 | . | T063 | 0 | 0
DK_W_Offshore10 | . | S31 | . | T064 | 0 | 0
DK_W_Offshore10 | . | S31 | . | T065 | 0.06 | 23.7518
DK_W_Offshore10 | . | S31 | . | T066 | 0.12 | 47.5036
DK_W_Offshore10 | . | S31 | . | T067 | 0.19 | 75.2141
DK_W_Offshore10 | . | S31 | . | T068 | 0.3 | 118.759
DK_W_Offshore10 | . | S31 | . | T069 | 0.3 | 118.759
DK_W_Offshore10 | . | S31 | . | T070 | 0.3 | 118.759
DK_W_Offshore10 | . | S31 | . | T071 | 0.3 | 118.759
DK_W_Offshore10 | . | S31 | . | T072 | 0.3 | 118.759
DK_W_Offshore10 | . | S31 | . | T073 | 0.42 | 166.2627
DK_W_Offshore10 | . | S31 | . | T074 | 0.57 | 225.6422
DK_W_Offshore10 | . | S31 | . | T075 | 0.57 | 225.6422
DK_W_Offshore10 | . | S31 | . | T076 | 0.57 | 225.6422
DK_W_Offshore10 | . | S31 | . | T077 | 0.57 | 225.6422
DK_W_Offshore10 | . | S31 | . | T078 | 0.42 | 166.2627
DK_W_Offshore10 | . | S31 | . | T079 | 0.3 | 118.759
DK_W_Offshore10 | . | S31 | . | T080 | 0.3 | 118.759
DK_W_Offshore10 | . | S31 | . | T081 | 0.3 | 118.759
DK_W_Offshore10 | . | S31 | . | T082 | 0.19 | 75.2141
DK_W_Offshore10 | . | S31 | . | T083 | 0.19 | 75.2141
DK_W_Offshore10 | . | S31 | . | T084 | 0.19 | 75.2141
DK_W_Offshore10 | . | S31 | . | T085 | 0.3 | 118.759
DK_W_Offshore10 | . | S31 | . | T086 | 0.3 | 118.759
DK_W_Offshore10 | . | S31 | . | T087 | 0.19 | 75.2141
DK_W_Offshore10 | . | S31 | . | T088 | 0.19 | 75.2141
DK_W_Offshore10 | . | S31 | . | T089 | 0.19 | 75.2141
DK_W_Offshore10 | . | S31 | . | T090 | 0.12 | 47.5036
DK_W_Offshore10 | . | S31 | . | T091 | 0.12 | 47.5036
DK_W_Offshore10 | . | S31 | . | T092 | 0.12 | 47.5036
DK_W_Offshore10 | . | S31 | . | T093 | 0.06 | 23.7518
DK_W_Offshore10 | . | S31 | . | T094 | 0.06 | 23.7518
DK_W_Offshore10 | . | S31 | . | T095 | 0.03 | 11.8759
DK_W_Offshore10 | . | S31 | . | T096 | 0.03 | 11.8759
DK_W_Offshore10 | . | S31 | . | T097 | 0.03 | 11.8759
DK_W_Offshore10 | . | S31 | . | T098 | 0.03 | 11.8759
DK_W_Offshore10 | . | S31 | . | T099 | 0.03 | 11.8759
DK_W_Offshore10 | . | S31 | . | T100 | 0.03 | 11.8759
DK_W_Offshore10 | . | S31 | . | T101 | 0.03 | 11.8759
DK_W_Offshore10 | . | S31 | . | T102 | 0.03 | 11.8759
DK_W_Offshore10 | . | S31 | . | T103 | 0.06 | 23.7518
DK_W_Offshore10 | . | S31 | . | T104 | 0.12 | 47.5036
DK_W_Offshore10 | . | S31 | . | T105 | 0.19 | 75.2141
DK_W_Offshore10 | . | S31 | . | T106 | 0.3 | 118.759
DK_W_Offshore10 | . | S31 | . | T107 | 0.3 | 118.759
DK_W_Offshore10 | . | S31 | . | T108 | 0.3 | 118.759
DK_W_Offshore10 | . | S31 | . | T109 | 0.3 | 118.759
DK_W_Offshore10 | . | S31 | . | T110 | 0.3 | 118.759
DK_W_Offshore10 | . | S31 | . | T111 | 0.3 | 118.759
DK_W_Offshore10 | . | S31 | . | T112 | 0.19 | 75.2141
DK_W_Offshore10 | . | S31 | . | T113 | 0.3 | 118.759
DK_W_Offshore10 | . | S31 | . | T114 | 0.57 | 225.6422
DK_W_Offshore10 | . | S31 | . | T115 | 0.72 | 285.0217
DK_W_Offshore10 | . | S31 | . | T116 | 0.85 | 336.484
DK_W_Offshore10 | . | S31 | . | T117 | 0.95 | 376.0703
DK_W_Offshore10 | . | S31 | . | T118 | 0.99 | 391.9049
DK_W_Offshore10 | . | S31 | . | T119 | 0.99 | 391.9049
DK_W_Offshore10 | . | S31 | . | T120 | 0.99 | 391.9049
DK_W_Offshore10 | . | S31 | . | T121 | 1 | 395.8635
DK_W_Offshore10 | . | S31 | . | T122 | 1 | 395.8635
DK_W_Offshore10 | . | S31 | . | T123 | 1 | 395.8635
DK_W_Offshore10 | . | S31 | . | T124 | 0.99 | 391.9049
DK_W_Offshore10 | . | S31 | . | T125 | 0.99 | 391.9049
DK_W_Offshore10 | . | S31 | . | T126 | 0.99 | 391.9049
DK_W_Offshore10 | . | S31 | . | T127 | 0.95 | 376.0703
DK_W_Offshore10 | . | S31 | . | T128 | 0.85 | 336.484
DK_W_Offshore10 | . | S31 | . | T129 | 0.72 | 285.0217
DK_W_Offshore10 | . | S31 | . | T130 | 0.57 | 225.6422
DK_W_Offshore10 | . | S31 | . | T131 | 0.42 | 166.2627
DK_W_Offshore10 | . | S31 | . | T132 | 0.57 | 225.6422
DK_W_Offshore10 | . | S31 | . | T133 | 0.57 | 225.6422
DK_W_Offshore10 | . | S31 | . | T134 | 0.72 | 285.0217
DK_W_Offshore10 | . | S31 | . | T135 | 0.85 | 336.484
DK_W_Offshore10 | . | S31 | . | T136 | 0.85 | 336.484
DK_W_Offshore10 | . | S31 | . | T137 | 0.95 | 376.0703
DK_W_Offshore10 | . | S31 | . | T138 | 0.95 | 376.0703
DK_W_Offshore10 | . | S31 | . | T139 | 0.99 | 391.9049
DK_W_Offshore10 | . | S31 | . | T140 | 0.95 | 376.0703
DK_W_Offshore10 | . | S31 | . | T141 | 0.85 | 336.484
DK_W_Offshore10 | . | S31 | . | T142 | 0.72 | 285.0217
DK_W_Offshore10 | . | S31 | . | T143 | 0.57 | 225.6422
DK_W_Offshore10 | . | S31 | . | T144 | 0.42 | 166.2627
DK_W_Offshore10 | . | S31 | . | T145 | 0.3 | 118.759
DK_W_Offshore10 | . | S31 | . | T146 | 0.19 | 75.2141
DK_W_Offshore10 | . | S31 | . | T147 | 0.12 | 47.5036
DK_W_Offshore10 | . | S31 | . | T148 | 0.12 | 47.5036
DK_W_Offshore10 | . | S31 | . | T149 | 0.06 | 23.7518
DK_W_Offshore10 | . | S31 | . | T150 | 0.03 | 11.8759
DK_W_Offshore10 | . | S31 | . | T151 | 0.03 | 11.8759
DK_W_Offshore10 | . | S31 | . | T152 | 0.03 | 11.8759
DK_W_Offshore10 | . | S31 | . | T153 | 0.03 | 11.8759
DK_W_Offshore10 | . | S31 | . | T154 | 0 | 0
DK_W_Offshore10 | . | S31 | . | T155 | 0 | 0
DK_W_Offshore10 | . | S31 | . | T156 | 0 | 0
DK_W_Offshore10 | . | S31 | . | T157 | 0 | 0
DK_W_Offshore10 | . | S31 | . | T158 | 0.03 | 11.8759
DK_W_Offshore10 | . | S31 | . | T159 | 0.03 | 11.8759
DK_W_Offshore10 | . | S31 | . | T160 | 0.06 | 23.7518
DK_W_Offshore10 | . | S31 | . | T161 | 0.12 | 47.5036
DK_W_Offshore10 | . | S31 | . | T162 | 0.12 | 47.5036
DK_W_Offshore10 | . | S31 | . | T163 | 0.19 | 75.2141
DK_W_Offshore10 | . | S31 | . | T164 | 0.19 | 75.2141
DK_W_Offshore10 | . | S31 | . | T165 | 0.19 | 75.2141
DK_W_Offshore10 | . | S31 | . | T166 | 0.19 | 75.2141
DK_W_Offshore10 | . | S31 | . | T167 | 0.19 | 75.2141
DK_W_Offshore10 | . | S31 | . | T168 | 0.12 | 47.5036
DK_W_Offshore10 | . | S32 | . | T001 | 0.12 | 47.5036
DK_W_Offshore10 | . | S32 | . | T002 | 0.12 | 47.5036
DK_W_Offshore10 | . | S32 | . | T003 | 0.12 | 47.5036
DK_W_Offshore10 | . | S32 | . | T004 | 0.12 | 47.5036
DK_W_Offshore10 | . | S32 | . | T005 | 0.12 | 47.5036
DK_W_Offshore10 | . | S32 | . | T006 | 0.06 | 23.7518
DK_W_Offshore10 | . | S32 | . | T007 | 0.06 | 23.7518
DK_W_Offshore10 | . | S32 | . | T008 | 0.03 | 11.8759
DK_W_Offshore10 | . | S32 | . | T009 | 0.03 | 11.8759
DK_W_Offshore10 | . | S32 | . | T010 | 0.03 | 11.8759
DK_W_Offshore10 | . | S32 | . | T011 | 0.03 | 11.8759
DK_W_Offshore10 | . | S32 | . | T012 | 0.12 | 47.5036
DK_W_Offshore10 | . | S32 | . | T013 | 0.19 | 75.2141
DK_W_Offshore10 | . | S32 | . | T014 | 0.3 | 118.759
DK_W_Offshore10 | . | S32 | . | T015 | 0.3 | 118.759
DK_W_Offshore10 | . | S32 | . | T016 | 0.3 | 118.759
DK_W_Offshore10 | . | S32 | . | T017 | 0.42 | 166.2627
DK_W_Offshore10 | . | S32 | . | T018 | 0.42 | 166.2627
DK_W_Offshore10 | . | S32 | . | T019 | 0.42 | 166.2627
DK_W_Offshore10 | . | S32 | . | T020 | 0.57 | 225.6422
DK_W_Offshore10 | . | S32 | . | T021 | 0.72 | 285.0217
DK_W_Offshore10 | . | S32 | . | T022 | 0.72 | 285.0217
DK_W_Offshore10 | . | S32 | . | T023 | 0.72 | 285.0217
DK_W_Offshore10 | . | S32 | . | T024 | 0.57 | 225.6422
DK_W_Offshore10 | . | S32 | . | T025 | 0.57 | 225.6422
DK_W_Offshore10 | . | S32 | . | T026 | 0.57 | 225.6422
DK_W_Offshore10 | . | S32 | . | T027 | 0.42 | 166.2627
DK_W_Offshore10 | . | S32 | . | T028 | 0.3 | 118.759
DK_W_Offshore10 | . | S32 | . | T029 | 0.3 | 118.759
DK_W_Offshore10 | . | S32 | . | T030 | 0.19 | 75.2141
DK_W_Offshore10 | . | S32 | . | T031 | 0.19 | 75.2141
DK_W_Offshore10 | . | S32 | . | T032 | 0.19 | 75.2141
DK_W_Offshore10 | . | S32 | . | T033 | 0.19 | 75.2141
DK_W_Offshore10 | . | S32 | . | T034 | 0.19 | 75.2141
DK_W_Offshore10 | . | S32 | . | T035 | 0.12 | 47.5036
DK_W_Offshore10 | . | S32 | . | T036 | 0.12 | 47.5036
DK_W_Offshore10 | . | S32 | . | T037 | 0.12 | 47.5036
DK_W_Offshore10 | . | S32 | . | T038 | 0.12 | 47.5036
DK_W_Offshore10 | . | S32 | . | T039 | 0.06 | 23.7518
DK_W_Offshore10 | . | S32 | . | T040 | 0.06 | 23.7518
DK_W_Offshore10 | . | S32 | . | T041 | 0.03 | 11.8759
DK_W_Offshore10 | . | S32 | . | T042 | 0.03 | 11.8759
DK_W_Offshore10 | . | S32 | . | T043 | 0 | 0
DK_W_Offshore10 | . | S32 | . | T044 | 0 | 0
DK_W_Offshore10 | . | S32 | . | T045 | 0 | 0
DK_W_Offshore10 | . | S32 | . | T046 | 0 | 0
DK_W_Offshore10 | . | S32 | . | T047 | 0 | 0
DK_W_Offshore10 | . | S32 | . | T048 | 0 | 0
DK_W_Offshore10 | . | S32 | . | T049 | 0 | 0
DK_W_Offshore10 | . | S32 | . | T050 | 0.03 | 11.8759
DK_W_Offshore10 | . | S32 | . | T051 | 0 | 0
DK_W_Offshore10 | . | S32 | . | T052 | 0 | 0
DK_W_Offshore10 | . | S32 | . | T053 | 0 | 0
DK_W_Offshore10 | . | S32 | . | T054 | 0.03 | 11.8759
DK_W_Offshore10 | . | S32 | . | T055 | 0.06 | 23.7518
DK_W_Offshore10 | . | S32 | . | T056 | 0.06 | 23.7518
DK_W_Offshore10 | . | S32 | . | T057 | 0.06 | 23.7518
DK_W_Offshore10 | . | S32 | . | T058 | 0.06 | 23.7518
DK_W_Offshore10 | . | S32 | . | T059 | 0.03 | 11.8759
DK_W_Offshore10 | . | S32 | . | T060 | 0 | 0
DK_W_Offshore10 | . | S32 | . | T061 | 0 | 0
DK_W_Offshore10 | . | S32 | . | T062 | 0 | 0
DK_W_Offshore10 | . | S32 | . | T063 | 0 | 0
DK_W_Offshore10 | . | S32 | . | T064 | 0 | 0
DK_W_Offshore10 | . | S32 | . | T065 | 0 | 0
DK_W_Offshore10 | . | S32 | . | T066 | 0 | 0
DK_W_Offshore10 | . | S32 | . | T067 | 0.03 | 11.8759
DK_W_Offshore10 | . | S32 | . | T068 | 0.06 | 23.7518
DK_W_Offshore10 | . | S32 | . | T069 | 0.19 | 75.2141
DK_W_Offshore10 | . | S32 | . | T070 | 0.42 | 166.2627
DK_W_Offshore10 | . | S32 | . | T071 | 0.72 | 285.0217
DK_W_Offshore10 | . | S32 | . | T072 | 0.85 | 336.484
DK_W_Offshore10 | . | S32 | . | T073 | 0.99 | 391.9049
DK_W_Offshore10 | . | S32 | . | T074 | 0.99 | 391.9049
DK_W_Offshore10 | . | S32 | . | T075 | 0.99 | 391.9049
DK_W_Offshore10 | . | S32 | . | T076 | 0.95 | 376.0703
DK_W_Offshore10 | . | S32 | . | T077 | 0.85 | 336.484
DK_W_Offshore10 | . | S32 | . | T078 | 0.72 | 285.0217
DK_W_Offshore10 | . | S32 | . | T079 | 0.57 | 225.6422
DK_W_Offshore10 | . | S32 | . | T080 | 0.57 | 225.6422
DK_W_Offshore10 | . | S32 | . | T081 | 0.72 | 285.0217
DK_W_Offshore10 | . | S32 | . | T082 | 0.72 | 285.0217
DK_W_Offshore10 | . | S32 | . | T083 | 0.85 | 336.484
DK_W_Offshore10 | . | S32 | . | T084 | 0.85 | 336.484
DK_W_Offshore10 | . | S32 | . | T085 | 0.95 | 376.0703
DK_W_Offshore10 | . | S32 | . | T086 | 0.95 | 376.0703
DK_W_Offshore10 | . | S32 | . | T087 | 0.99 | 391.9049
DK_W_Offshore10 | . | S32 | . | T088 | 0.99 | 391.9049
DK_W_Offshore10 | . | S32 | . | T089 | 1 | 395.8635
DK_W_Offshore10 | . | S32 | . | T090 | 1 | 395.8635
DK_W_Offshore10 | . | S32 | . | T091 | 1 | 395.8635
DK_W_Offshore10 | . | S32 | . | T092 | 1 | 395.8635
DK_W_Offshore10 | . | S32 | . | T093 | 1 | 395.8635
DK_W_Offshore10 | . | S32 | . | T094 | 1 | 395.8635
DK_W_Offshore10 | . | S32 | . | T095 | 1 | 395.8635
DK_W_Offshore10 | . | S32 | . | T096 | 1 | 395.8635
DK_W_Offshore10 | . | S32 | . | T097 | 1 | 395.8635
DK_W_Offshore10 | . | S32 | . | T098 | 1 | 395.8635
DK_W_Offshore10 | . | S32 | . | T099 | 1 | 395.8635
DK_W_Offshore10 | . | S32 | . | T100 | 1 | 395.8635
DK_W_Offshore10 | . | S32 | . | T101 | 1 | 395.8635
DK_W_Offshore10 | . | S32 | . | T102 | 1 | 395.8635
DK_W_Offshore10 | . | S32 | . | T103 | 1 | 395.8635
DK_W_Offshore10 | . | S32 | . | T104 | 1 | 395.8635
DK_W_Offshore10 | . | S32 | . | T105 | 1 | 395.8635
DK_W_Offshore10 | . | S32 | . | T106 | 1 | 395.8635
DK_W_Offshore10 | . | S32 | . | T107 | 1 | 395.8635
DK_W_Offshore10 | . | S32 | . | T108 | 0.99 | 391.9049
DK_W_Offshore10 | . | S32 | . | T109 | 0.99 | 391.9049
DK_W_Offshore10 | . | S32 | . | T110 | 0.99 | 391.9049
DK_W_Offshore10 | . | S32 | . | T111 | 0.95 | 376.0703
DK_W_Offshore10 | . | S32 | . | T112 | 0.95 | 376.0703
DK_W_Offshore10 | . | S32 | . | T113 | 0.95 | 376.0703
DK_W_Offshore10 | . | S32 | . | T114 | 0.95 | 376.0703
DK_W_Offshore10 | . | S32 | . | T115 | 0.95 | 376.0703
DK_W_Offshore10 | . | S32 | . | T116 | 0.85 | 336.484
DK_W_Offshore10 | . | S32 | . | T117 | 0.85 | 336.484
DK_W_Offshore10 | . | S32 | . | T118 | 0.72 | 285.0217
DK_W_Offshore10 | . | S32 | . | T119 | 0.72 | 285.0217
DK_W_Offshore10 | . | S32 | . | T120 | 0.57 | 225.6422
DK_W_Offshore10 | . | S32 | . | T121 | 0.57 | 225.6422
DK_W_Offshore10 | . | S32 | . | T122 | 0.57 | 225.6422
DK_W_Offshore10 | . | S32 | . | T123 | 0.42 | 166.2627
DK_W_Offshore10 | . | S32 | . | T124 | 0.42 | 166.2627
DK_W_Offshore10 | . | S32 | . | T125 | 0.42 | 166.2627
DK_W_Offshore10 | . | S32 | . | T126 | 0.3 | 118.759
DK_W_Offshore10 | . | S32 | . | T127 | 0.3 | 118.759
DK_W_Offshore10 | . | S32 | . | T128 | 0.3 | 118.759
DK_W_Offshore10 | . | S32 | . | T129 | 0.42 | 166.2627
DK_W_Offshore10 | . | S32 | . | T130 | 0.42 | 166.2627
DK_W_Offshore10 | . | S32 | . | T131 | 0.42 | 166.2627
DK_W_Offshore10 | . | S32 | . | T132 | 0.57 | 225.6422
DK_W_Offshore10 | . | S32 | . | T133 | 0.57 | 225.6422
DK_W_Offshore10 | . | S32 | . | T134 | 0.72 | 285.0217
DK_W_Offshore10 | . | S32 | . | T135 | 0.72 | 285.0217
DK_W_Offshore10 | . | S32 | . | T136 | 0.85 | 336.484
DK_W_Offshore10 | . | S32 | . | T137 | 0.85 | 336.484
DK_W_Offshore10 | . | S32 | . | T138 | 0.85 | 336.484
DK_W_Offshore10 | . | S32 | . | T139 | 0.85 | 336.484
DK_W_Offshore10 | . | S32 | . | T140 | 0.85 | 336.484
DK_W_Offshore10 | . | S32 | . | T141 | 0.85 | 336.484
DK_W_Offshore10 | . | S32 | . | T142 | 0.85 | 336.484
DK_W_Offshore10 | . | S32 | . | T143 | 0.85 | 336.484
DK_W_Offshore10 | . | S32 | . | T144 | 0.85 | 336.484
DK_W_Offshore10 | . | S32 | . | T145 | 0.85 | 336.484
DK_W_Offshore10 | . | S32 | . | T146 | 0.85 | 336.484
DK_W_Offshore10 | . | S32 | . | T147 | 0.72 | 285.0217
DK_W_Offshore10 | . | S32 | . | T148 | 0.57 | 225.6422
DK_W_Offshore10 | . | S32 | . | T149 | 0.57 | 225.6422
DK_W_Offshore10 | . | S32 | . | T150 | 0.57 | 225.6422
DK_W_Offshore10 | . | S32 | . | T151 | 0.57 | 225.6422
DK_W_Offshore10 | . | S32 | . | T152 | 0.57 | 225.6422
DK_W_Offshore10 | . | S32 | . | T153 | 0.57 | 225.6422
DK_W_Offshore10 | . | S32 | . | T154 | 0.57 | 225.6422
DK_W_Offshore10 | . | S32 | . | T155 | 0.57 | 225.6422
DK_W_Offshore10 | . | S32 | . | T156 | 0.57 | 225.6422
DK_W_Offshore10 | . | S32 | . | T157 | 0.57 | 225.6422
DK_W_Offshore10 | . | S32 | . | T158 | 0.42 | 166.2627
DK_W_Offshore10 | . | S32 | . | T159 | 0.42 | 166.2627
DK_W_Offshore10 | . | S32 | . | T160 | 0.57 | 225.6422
DK_W_Offshore10 | . | S32 | . | T161 | 0.57 | 225.6422
DK_W_Offshore10 | . | S32 | . | T162 | 0.57 | 225.6422
DK_W_Offshore10 | . | S32 | . | T163 | 0.57 | 225.6422
DK_W_Offshore10 | . | S32 | . | T164 | 0.72 | 285.0217
DK_W_Offshore10 | . | S32 | . | T165 | 0.72 | 285.0217
DK_W_Offshore10 | . | S32 | . | T166 | 0.85 | 336.484
DK_W_Offshore10 | . | S32 | . | T167 | 0.85 | 336.484
DK_W_Offshore10 | . | S32 | . | T168 | 0.95 | 376.0703
DK_W_Offshore10 | . | S33 | . | T001 | 0.95 | 376.0703
DK_W_Offshore10 | . | S33 | . | T002 | 0.99 | 391.9049
DK_W_Offshore10 | . | S33 | . | T003 | 0.99 | 391.9049
DK_W_Offshore10 | . | S33 | . | T004 | 1 | 395.8635
DK_W_Offshore10 | . | S33 | . | T005 | 1 | 395.8635
DK_W_Offshore10 | . | S33 | . | T006 | 1 | 395.8635
DK_W_Offshore10 | . | S33 | . | T007 | 0.99 | 391.9049
DK_W_Offshore10 | . | S33 | . | T008 | 0.99 | 391.9049
DK_W_Offshore10 | . | S33 | . | T009 | 0.95 | 376.0703
DK_W_Offshore10 | . | S33 | . | T010 | 0.95 | 376.0703
DK_W_Offshore10 | . | S33 | . | T011 | 0.85 | 336.484
DK_W_Offshore10 | . | S33 | . | T012 | 0.85 | 336.484
DK_W_Offshore10 | . | S33 | . | T013 | 0.85 | 336.484
DK_W_Offshore10 | . | S33 | . | T014 | 0.72 | 285.0217
DK_W_Offshore10 | . | S33 | . | T015 | 0.57 | 225.6422
DK_W_Offshore10 | . | S33 | . | T016 | 0.57 | 225.6422
DK_W_Offshore10 | . | S33 | . | T017 | 0.57 | 225.6422
DK_W_Offshore10 | . | S33 | . | T018 | 0.57 | 225.6422
DK_W_Offshore10 | . | S33 | . | T019 | 0.57 | 225.6422
DK_W_Offshore10 | . | S33 | . | T020 | 0.42 | 166.2627
DK_W_Offshore10 | . | S33 | . | T021 | 0.42 | 166.2627
DK_W_Offshore10 | . | S33 | . | T022 | 0.42 | 166.2627
DK_W_Offshore10 | . | S33 | . | T023 | 0.42 | 166.2627
DK_W_Offshore10 | . | S33 | . | T024 | 0.3 | 118.759
DK_W_Offshore10 | . | S33 | . | T025 | 0.3 | 118.759
DK_W_Offshore10 | . | S33 | . | T026 | 0.42 | 166.2627
DK_W_Offshore10 | . | S33 | . | T027 | 0.3 | 118.759
DK_W_Offshore10 | . | S33 | . | T028 | 0.3 | 118.759
DK_W_Offshore10 | . | S33 | . | T029 | 0.3 | 118.759
DK_W_Offshore10 | . | S33 | . | T030 | 0.19 | 75.2141
DK_W_Offshore10 | . | S33 | . | T031 | 0.19 | 75.2141
DK_W_Offshore10 | . | S33 | . | T032 | 0.3 | 118.759
DK_W_Offshore10 | . | S33 | . | T033 | 0.19 | 75.2141
DK_W_Offshore10 | . | S33 | . | T034 | 0.19 | 75.2141
DK_W_Offshore10 | . | S33 | . | T035 | 0.3 | 118.759
DK_W_Offshore10 | . | S33 | . | T036 | 0.3 | 118.759
DK_W_Offshore10 | . | S33 | . | T037 | 0.42 | 166.2627
DK_W_Offshore10 | . | S33 | . | T038 | 0.42 | 166.2627
DK_W_Offshore10 | . | S33 | . | T039 | 0.57 | 225.6422
DK_W_Offshore10 | . | S33 | . | T040 | 0.57 | 225.6422
DK_W_Offshore10 | . | S33 | . | T041 | 0.57 | 225.6422
DK_W_Offshore10 | . | S33 | . | T042 | 0.57 | 225.6422
DK_W_Offshore10 | . | S33 | . | T043 | 0.57 | 225.6422
DK_W_Offshore10 | . | S33 | . | T044 | 0.57 | 225.6422
DK_W_Offshore10 | . | S33 | . | T045 | 0.57 | 225.6422
DK_W_Offshore10 | . | S33 | . | T046 | 0.57 | 225.6422
DK_W_Offshore10 | . | S33 | . | T047 | 0.57 | 225.6422
DK_W_Offshore10 | . | S33 | . | T048 | 0.57 | 225.6422
DK_W_Offshore10 | . | S33 | . | T049 | 0.57 | 225.6422
DK_W_Offshore10 | . | S33 | . | T050 | 0.72 | 285.0217
DK_W_Offshore10 | . | S33 | . | T051 | 0.72 | 285.0217
DK_W_Offshore10 | . | S33 | . | T052 | 0.57 | 225.6422
DK_W_Offshore10 | . | S33 | . | T053 | 0.57 | 225.6422
DK_W_Offshore10 | . | S33 | . | T054 | 0.57 | 225.6422
DK_W_Offshore10 | . | S33 | . | T055 | 0.57 | 225.6422
DK_W_Offshore10 | . | S33 | . | T056 | 0.57 | 225.6422
DK_W_Offshore10 | . | S33 | . | T057 | 0.57 | 225.6422
DK_W_Offshore10 | . | S33 | . | T058 | 0.57 | 225.6422
DK_W_Offshore10 | . | S33 | . | T059 | 0.57 | 225.6422
DK_W_Offshore10 | . | S33 | . | T060 | 0.57 | 225.6422
DK_W_Offshore10 | . | S33 | . | T061 | 0.57 | 225.6422
DK_W_Offshore10 | . | S33 | . | T062 | 0.42 | 166.2627
DK_W_Offshore10 | . | S33 | . | T063 | 0.42 | 166.2627
DK_W_Offshore10 | . | S33 | . | T064 | 0.3 | 118.759
DK_W_Offshore10 | . | S33 | . | T065 | 0.3 | 118.759
DK_W_Offshore10 | . | S33 | . | T066 | 0.19 | 75.2141
DK_W_Offshore10 | . | S33 | . | T067 | 0.19 | 75.2141
DK_W_Offshore10 | . | S33 | . | T068 | 0.12 | 47.5036
DK_W_Offshore10 | . | S33 | . | T069 | 0.12 | 47.5036
DK_W_Offshore10 | . | S33 | . | T070 | 0.06 | 23.7518
DK_W_Offshore10 | . | S33 | . | T071 | 0.03 | 11.8759
DK_W_Offshore10 | . | S33 | . | T072 | 0.03 | 11.8759
DK_W_Offshore10 | . | S33 | . | T073 | 0.03 | 11.8759
DK_W_Offshore10 | . | S33 | . | T074 | 0.06 | 23.7518
DK_W_Offshore10 | . | S33 | . | T075 | 0.12 | 47.5036
DK_W_Offshore10 | . | S33 | . | T076 | 0.19 | 75.2141
DK_W_Offshore10 | . | S33 | . | T077 | 0.19 | 75.2141
DK_W_Offshore10 | . | S33 | . | T078 | 0.3 | 118.759
DK_W_Offshore10 | . | S33 | . | T079 | 0.3 | 118.759
DK_W_Offshore10 | . | S33 | . | T080 | 0.42 | 166.2627
DK_W_Offshore10 | . | S33 | . | T081 | 0.42 | 166.2627
DK_W_Offshore10 | . | S33 | . | T082 | 0.42 | 166.2627
DK_W_Offshore10 | . | S33 | . | T083 | 0.42 | 166.2627
DK_W_Offshore10 | . | S33 | . | T084 | 0.3 | 118.759
DK_W_Offshore10 | . | S33 | . | T085 | 0.3 | 118.759
DK_W_Offshore10 | . | S33 | . | T086 | 0.3 | 118.759
DK_W_Offshore10 | . | S33 | . | T087 | 0.19 | 75.2141
DK_W_Offshore10 | . | S33 | . | T088 | 0.3 | 118.759
DK_W_Offshore10 | . | S33 | . | T089 | 0.3 | 118.759
DK_W_Offshore10 | . | S33 | . | T090 | 0.3 | 118.759
DK_W_Offshore10 | . | S33 | . | T091 | 0.3 | 118.759
DK_W_Offshore10 | . | S33 | . | T092 | 0.3 | 118.759
DK_W_Offshore10 | . | S33 | . | T093 | 0.3 | 118.759
DK_W_Offshore10 | . | S33 | . | T094 | 0.3 | 118.759
DK_W_Offshore10 | . | S33 | . | T095 | 0.3 | 118.759
DK_W_Offshore10 | . | S33 | . | T096 | 0.19 | 75.2141
DK_W_Offshore10 | . | S33 | . | T097 | 0.19 | 75.2141
DK_W_Offshore10 | . | S33 | . | T098 | 0.19 | 75.2141
DK_W_Offshore10 | . | S33 | . | T099 | 0.3 | 118.759
DK_W_Offshore10 | . | S33 | . | T100 | 0.3 | 118.759
DK_W_Offshore10 | . | S33 | . | T101 | 0.3 | 118.759
DK_W_Offshore10 | . | S33 | . | T102 | 0.3 | 118.759
DK_W_Offshore10 | . | S33 | . | T103 | 0.3 | 118.759
DK_W_Offshore10 | . | S33 | . | T104 | 0.42 | 166.2627
DK_W_Offshore10 | . | S33 | . | T105 | 0.42 | 166.2627
DK_W_Offshore10 | . | S33 | . | T106 | 0.57 | 225.6422
DK_W_Offshore10 | . | S33 | . | T107 | 0.72 | 285.0217
DK_W_Offshore10 | . | S33 | . | T108 | 0.72 | 285.0217
DK_W_Offshore10 | . | S33 | . | T109 | 0.72 | 285.0217
DK_W_Offshore10 | . | S33 | . | T110 | 0.85 | 336.484
DK_W_Offshore10 | . | S33 | . | T111 | 0.85 | 336.484
DK_W_Offshore10 | . | S33 | . | T112 | 0.72 | 285.0217
DK_W_Offshore10 | . | S33 | . | T113 | 0.72 | 285.0217
DK_W_Offshore10 | . | S33 | . | T114 | 0.72 | 285.0217
DK_W_Offshore10 | . | S33 | . | T115 | 0.85 | 336.484
DK_W_Offshore10 | . | S33 | . | T116 | 0.95 | 376.0703
DK_W_Offshore10 | . | S33 | . | T117 | 0.95 | 376.0703
DK_W_Offshore10 | . | S33 | . | T118 | 0.85 | 336.484
DK_W_Offshore10 | . | S33 | . | T119 | 0.72 | 285.0217
DK_W_Offshore10 | . | S33 | . | T120 | 0.72 | 285.0217
DK_W_Offshore10 | . | S33 | . | T121 | 0.57 | 225.6422
DK_W_Offshore10 | . | S33 | . | T122 | 0.42 | 166.2627
DK_W_Offshore10 | . | S33 | . | T123 | 0.3 | 118.759
DK_W_Offshore10 | . | S33 | . | T124 | 0.3 | 118.759
DK_W_Offshore10 | . | S33 | . | T125 | 0.3 | 118.759
DK_W_Offshore10 | . | S33 | . | T126 | 0.3 | 118.759
DK_W_Offshore10 | . | S33 | . | T127 | 0.42 | 166.2627
DK_W_Offshore10 | . | S33 | . | T128 | 0.42 | 166.2627
DK_W_Offshore10 | . | S33 | . | T129 | 0.42 | 166.2627
DK_W_Offshore10 | . | S33 | . | T130 | 0.42 | 166.2627
DK_W_Offshore10 | . | S33 | . | T131 | 0.42 | 166.2627
DK_W_Offshore10 | . | S33 | . | T132 | 0.42 | 166.2627
DK_W_Offshore10 | . | S33 | . | T133 | 0.3 | 118.759
DK_W_Offshore10 | . | S33 | . | T134 | 0.3 | 118.759
DK_W_Offshore10 | . | S33 | . | T135 | 0.19 | 75.2141
DK_W_Offshore10 | . | S33 | . | T136 | 0.19 | 75.2141
DK_W_Offshore10 | . | S33 | . | T137 | 0.12 | 47.5036
DK_W_Offshore10 | . | S33 | . | T138 | 0.12 | 47.5036
DK_W_Offshore10 | . | S33 | . | T139 | 0.06 | 23.7518
DK_W_Offshore10 | . | S33 | . | T140 | 0.06 | 23.7518
DK_W_Offshore10 | . | S33 | . | T141 | 0.03 | 11.8759
DK_W_Offshore10 | . | S33 | . | T142 | 0.03 | 11.8759
DK_W_Offshore10 | . | S33 | . | T143 | 0 | 0
DK_W_Offshore10 | . | S33 | . | T144 | 0 | 0
DK_W_Offshore10 | . | S33 | . | T145 | 0 | 0
DK_W_Offshore10 | . | S33 | . | T146 | 0 | 0
DK_W_Offshore10 | . | S33 | . | T147 | 0 | 0
DK_W_Offshore10 | . | S33 | . | T148 | 0 | 0
DK_W_Offshore10 | . | S33 | . | T149 | 0 | 0
DK_W_Offshore10 | . | S33 | . | T150 | 0.03 | 11.8759
DK_W_Offshore10 | . | S33 | . | T151 | 0.03 | 11.8759
DK_W_Offshore10 | . | S33 | . | T152 | 0.06 | 23.7518
DK_W_Offshore10 | . | S33 | . | T153 | 0.19 | 75.2141
DK_W_Offshore10 | . | S33 | . | T154 | 0.42 | 166.2627
DK_W_Offshore10 | . | S33 | . | T155 | 0.42 | 166.2627
DK_W_Offshore10 | . | S33 | . | T156 | 0.42 | 166.2627
DK_W_Offshore10 | . | S33 | . | T157 | 0.42 | 166.2627
DK_W_Offshore10 | . | S33 | . | T158 | 0.42 | 166.2627
DK_W_Offshore10 | . | S33 | . | T159 | 0.42 | 166.2627
DK_W_Offshore10 | . | S33 | . | T160 | 0.42 | 166.2627
DK_W_Offshore10 | . | S33 | . | T161 | 0.42 | 166.2627
DK_W_Offshore10 | . | S33 | . | T162 | 0.57 | 225.6422
DK_W_Offshore10 | . | S33 | . | T163 | 0.72 | 285.0217
DK_W_Offshore10 | . | S33 | . | T164 | 0.85 | 336.484
DK_W_Offshore10 | . | S33 | . | T165 | 0.85 | 336.484
DK_W_Offshore10 | . | S33 | . | T166 | 0.85 | 336.484
DK_W_Offshore10 | . | S33 | . | T167 | 0.95 | 376.0703
DK_W_Offshore10 | . | S33 | . | T168 | 0.95 | 376.0703
DK_W_Offshore10 | . | S34 | . | T001 | 0.95 | 376.0703
DK_W_Offshore10 | . | S34 | . | T002 | 0.95 | 376.0703
DK_W_Offshore10 | . | S34 | . | T003 | 0.99 | 391.9049
DK_W_Offshore10 | . | S34 | . | T004 | 0.99 | 391.9049
DK_W_Offshore10 | . | S34 | . | T005 | 0.99 | 391.9049
DK_W_Offshore10 | . | S34 | . | T006 | 0.99 | 391.9049
DK_W_Offshore10 | . | S34 | . | T007 | 0.99 | 391.9049
DK_W_Offshore10 | . | S34 | . | T008 | 0.95 | 376.0703
DK_W_Offshore10 | . | S34 | . | T009 | 0.85 | 336.484
DK_W_Offshore10 | . | S34 | . | T010 | 0.85 | 336.484
DK_W_Offshore10 | . | S34 | . | T011 | 0.72 | 285.0217
DK_W_Offshore10 | . | S34 | . | T012 | 0.57 | 225.6422
DK_W_Offshore10 | . | S34 | . | T013 | 0.57 | 225.6422
DK_W_Offshore10 | . | S34 | . | T014 | 0.42 | 166.2627
DK_W_Offshore10 | . | S34 | . | T015 | 0.42 | 166.2627
DK_W_Offshore10 | . | S34 | . | T016 | 0.42 | 166.2627
DK_W_Offshore10 | . | S34 | . | T017 | 0.42 | 166.2627
DK_W_Offshore10 | . | S34 | . | T018 | 0.42 | 166.2627
DK_W_Offshore10 | . | S34 | . | T019 | 0.57 | 225.6422
DK_W_Offshore10 | . | S34 | . | T020 | 0.57 | 225.6422
DK_W_Offshore10 | . | S34 | . | T021 | 0.72 | 285.0217
DK_W_Offshore10 | . | S34 | . | T022 | 0.85 | 336.484
DK_W_Offshore10 | . | S34 | . | T023 | 0.85 | 336.484
DK_W_Offshore10 | . | S34 | . | T024 | 0.72 | 285.0217
DK_W_Offshore10 | . | S34 | . | T025 | 0.72 | 285.0217
DK_W_Offshore10 | . | S34 | . | T026 | 0.72 | 285.0217
DK_W_Offshore10 | . | S34 | . | T027 | 0.72 | 285.0217
DK_W_Offshore10 | . | S34 | . | T028 | 0.57 | 225.6422
DK_W_Offshore10 | . | S34 | . | T029 | 0.57 | 225.6422
DK_W_Offshore10 | . | S34 | . | T030 | 0.57 | 225.6422
DK_W_Offshore10 | . | S34 | . | T031 | 0.57 | 225.6422
DK_W_Offshore10 | . | S34 | . | T032 | 0.57 | 225.6422
DK_W_Offshore10 | . | S34 | . | T033 | 0.57 | 225.6422
DK_W_Offshore10 | . | S34 | . | T034 | 0.42 | 166.2627
DK_W_Offshore10 | . | S34 | . | T035 | 0.42 | 166.2627
DK_W_Offshore10 | . | S34 | . | T036 | 0.42 | 166.2627
DK_W_Offshore10 | . | S34 | . | T037 | 0.3 | 118.759
DK_W_Offshore10 | . | S34 | . | T038 | 0.3 | 118.759
DK_W_Offshore10 | . | S34 | . | T039 | 0.3 | 118.759
DK_W_Offshore10 | . | S34 | . | T040 | 0.19 | 75.2141
DK_W_Offshore10 | . | S34 | . | T041 | 0.19 | 75.2141
DK_W_Offshore10 | . | S34 | . | T042 | 0.19 | 75.2141
DK_W_Offshore10 | . | S34 | . | T043 | 0.19 | 75.2141
DK_W_Offshore10 | . | S34 | . | T044 | 0.12 | 47.5036
DK_W_Offshore10 | . | S34 | . | T045 | 0.06 | 23.7518
DK_W_Offshore10 | . | S34 | . | T046 | 0.03 | 11.8759
DK_W_Offshore10 | . | S34 | . | T047 | 0.03 | 11.8759
DK_W_Offshore10 | . | S34 | . | T048 | 0.03 | 11.8759
DK_W_Offshore10 | . | S34 | . | T049 | 0.03 | 11.8759
DK_W_Offshore10 | . | S34 | . | T050 | 0.03 | 11.8759
DK_W_Offshore10 | . | S34 | . | T051 | 0.03 | 11.8759
DK_W_Offshore10 | . | S34 | . | T052 | 0 | 0
DK_W_Offshore10 | . | S34 | . | T053 | 0 | 0
DK_W_Offshore10 | . | S34 | . | T054 | 0 | 0
DK_W_Offshore10 | . | S34 | . | T055 | 0 | 0
DK_W_Offshore10 | . | S34 | . | T056 | 0 | 0
DK_W_Offshore10 | . | S34 | . | T057 | 0 | 0
DK_W_Offshore10 | . | S34 | . | T058 | 0 | 0
DK_W_Offshore10 | . | S34 | . | T059 | 0 | 0
DK_W_Offshore10 | . | S34 | . | T060 | 0 | 0
DK_W_Offshore10 | . | S34 | . | T061 | 0.03 | 11.8759
DK_W_Offshore10 | . | S34 | . | T062 | 0.06 | 23.7518
DK_W_Offshore10 | . | S34 | . | T063 | 0.06 | 23.7518
DK_W_Offshore10 | . | S34 | . | T064 | 0.12 | 47.5036
DK_W_Offshore10 | . | S34 | . | T065 | 0.12 | 47.5036
DK_W_Offshore10 | . | S34 | . | T066 | 0.12 | 47.5036
DK_W_Offshore10 | . | S34 | . | T067 | 0.06 | 23.7518
DK_W_Offshore10 | . | S34 | . | T068 | 0.06 | 23.7518
DK_W_Offshore10 | . | S34 | . | T069 | 0.06 | 23.7518
DK_W_Offshore10 | . | S34 | . | T070 | 0.12 | 47.5036
DK_W_Offshore10 | . | S34 | . | T071 | 0.12 | 47.5036
DK_W_Offshore10 | . | S34 | . | T072 | 0.12 | 47.5036
DK_W_Offshore10 | . | S34 | . | T073 | 0.12 | 47.5036
DK_W_Offshore10 | . | S34 | . | T074 | 0.19 | 75.2141
DK_W_Offshore10 | . | S34 | . | T075 | 0.19 | 75.2141
DK_W_Offshore10 | . | S34 | . | T076 | 0.19 | 75.2141
DK_W_Offshore10 | . | S34 | . | T077 | 0.19 | 75.2141
DK_W_Offshore10 | . | S34 | . | T078 | 0.19 | 75.2141
DK_W_Offshore10 | . | S34 | . | T079 | 0.12 | 47.5036
DK_W_Offshore10 | . | S34 | . | T080 | 0.12 | 47.5036
DK_W_Offshore10 | . | S34 | . | T081 | 0.12 | 47.5036
DK_W_Offshore10 | . | S34 | . | T082 | 0.19 | 75.2141
DK_W_Offshore10 | . | S34 | . | T083 | 0.19 | 75.2141
DK_W_Offshore10 | . | S34 | . | T084 | 0.3 | 118.759
DK_W_Offshore10 | . | S34 | . | T085 | 0.3 | 118.759
DK_W_Offshore10 | . | S34 | . | T086 | 0.3 | 118.759
DK_W_Offshore10 | . | S34 | . | T087 | 0.19 | 75.2141
DK_W_Offshore10 | . | S34 | . | T088 | 0.19 | 75.2141
DK_W_Offshore10 | . | S34 | . | T089 | 0.19 | 75.2141
DK_W_Offshore10 | . | S34 | . | T090 | 0.12 | 47.5036
DK_W_Offshore10 | . | S34 | . | T091 | 0.12 | 47.5036
DK_W_Offshore10 | . | S34 | . | T092 | 0.12 | 47.5036
DK_W_Offshore10 | . | S34 | . | T093 | 0.19 | 75.2141
DK_W_Offshore10 | . | S34 | . | T094 | 0.42 | 166.2627
DK_W_Offshore10 | . | S34 | . | T095 | 0.57 | 225.6422
DK_W_Offshore10 | . | S34 | . | T096 | 0.57 | 225.6422
DK_W_Offshore10 | . | S34 | . | T097 | 0.57 | 225.6422
DK_W_Offshore10 | . | S34 | . | T098 | 0.57 | 225.6422
DK_W_Offshore10 | . | S34 | . | T099 | 0.42 | 166.2627
DK_W_Offshore10 | . | S34 | . | T100 | 0.3 | 118.759
DK_W_Offshore10 | . | S34 | . | T101 | 0.3 | 118.759
DK_W_Offshore10 | . | S34 | . | T102 | 0.3 | 118.759
DK_W_Offshore10 | . | S34 | . | T103 | 0.3 | 118.759
DK_W_Offshore10 | . | S34 | . | T104 | 0.3 | 118.759
DK_W_Offshore10 | . | S34 | . | T105 | 0.3 | 118.759
DK_W_Offshore10 | . | S34 | . | T106 | 0.3 | 118.759
DK_W_Offshore10 | . | S34 | . | T107 | 0.3 | 118.759
DK_W_Offshore10 | . | S34 | . | T108 | 0.3 | 118.759
DK_W_Offshore10 | . | S34 | . | T109 | 0.3 | 118.759
DK_W_Offshore10 | . | S34 | . | T110 | 0.3 | 118.759
DK_W_Offshore10 | . | S34 | . | T111 | 0.19 | 75.2141
DK_W_Offshore10 | . | S34 | . | T112 | 0.12 | 47.5036
DK_W_Offshore10 | . | S34 | . | T113 | 0.12 | 47.5036
DK_W_Offshore10 | . | S34 | . | T114 | 0.06 | 23.7518
DK_W_Offshore10 | . | S34 | . | T115 | 0.03 | 11.8759
DK_W_Offshore10 | . | S34 | . | T116 | 0.06 | 23.7518
DK_W_Offshore10 | . | S34 | . | T117 | 0.19 | 75.2141
DK_W_Offshore10 | . | S34 | . | T118 | 0.3 | 118.759
DK_W_Offshore10 | . | S34 | . | T119 | 0.19 | 75.2141
DK_W_Offshore10 | . | S34 | . | T120 | 0.06 | 23.7518
DK_W_Offshore10 | . | S34 | . | T121 | 0.03 | 11.8759
DK_W_Offshore10 | . | S34 | . | T122 | 0.03 | 11.8759
DK_W_Offshore10 | . | S34 | . | T123 | 0.03 | 11.8759
DK_W_Offshore10 | . | S34 | . | T124 | 0 | 0
DK_W_Offshore10 | . | S34 | . | T125 | 0 | 0
DK_W_Offshore10 | . | S34 | . | T126 | 0 | 0
DK_W_Offshore10 | . | S34 | . | T127 | 0 | 0
DK_W_Offshore10 | . | S34 | . | T128 | 0 | 0
DK_W_Offshore10 | . | S34 | . | T129 | 0 | 0
DK_W_Offshore10 | . | S34 | . | T130 | 0.03 | 11.8759
DK_W_Offshore10 | . | S34 | . | T131 | 0.06 | 23.7518
DK_W_Offshore10 | . | S34 | . | T132 | 0.06 | 23.7518
DK_W_Offshore10 | . | S34 | . | T133 | 0.06 | 23.7518
DK_W_Offshore10 | . | S34 | . | T134 | 0.06 | 23.7518
DK_W_Offshore10 | . | S34 | . | T135 | 0.06 | 23.7518
DK_W_Offshore10 | . | S34 | . | T136 | 0.03 | 11.8759
DK_W_Offshore10 | . | S34 | . | T137 | 0.03 | 11.8759
DK_W_Offshore10 | . | S34 | . | T138 | 0.03 | 11.8759
DK_W_Offshore10 | . | S34 | . | T139 | 0.06 | 23.7518
DK_W_Offshore10 | . | S34 | . | T140 | 0.06 | 23.7518
DK_W_Offshore10 | . | S34 | . | T141 | 0.12 | 47.5036
DK_W_Offshore10 | . | S34 | . | T142 | 0.12 | 47.5036
DK_W_Offshore10 | . | S34 | . | T143 | 0.12 | 47.5036
DK_W_Offshore10 | . | S34 | . | T144 | 0.19 | 75.2141
DK_W_Offshore10 | . | S34 | . | T145 | 0.19 | 75.2141
DK_W_Offshore10 | . | S34 | . | T146 | 0.3 | 118.759
DK_W_Offshore10 | . | S34 | . | T147 | 0.3 | 118.759
DK_W_Offshore10 | . | S34 | . | T148 | 0.3 | 118.759
DK_W_Offshore10 | . | S34 | . | T149 | 0.42 | 166.2627
DK_W_Offshore10 | . | S34 | . | T150 | 0.3 | 118.759
DK_W_Offshore10 | . | S34 | . | T151 | 0.3 | 118.759
DK_W_Offshore10 | . | S34 | . | T152 | 0.57 | 225.6422
DK_W_Offshore10 | . | S34 | . | T153 | 0.57 | 225.6422
DK_W_Offshore10 | . | S34 | . | T154 | 0.57 | 225.6422
DK_W_Offshore10 | . | S34 | . | T155 | 0.42 | 166.2627
DK_W_Offshore10 | . | S34 | . | T156 | 0.42 | 166.2627
DK_W_Offshore10 | . | S34 | . | T157 | 0.42 | 166.2627
DK_W_Offshore10 | . | S34 | . | T158 | 0.42 | 166.2627
DK_W_Offshore10 | . | S34 | . | T159 | 0.3 | 118.759
DK_W_Offshore10 | . | S34 | . | T160 | 0.19 | 75.2141
DK_W_Offshore10 | . | S34 | . | T161 | 0.12 | 47.5036
DK_W_Offshore10 | . | S34 | . | T162 | 0.12 | 47.5036
DK_W_Offshore10 | . | S34 | . | T163 | 0.06 | 23.7518
DK_W_Offshore10 | . | S34 | . | T164 | 0.03 | 11.8759
DK_W_Offshore10 | . | S34 | . | T165 | 0 | 0
DK_W_Offshore10 | . | S34 | . | T166 | 0 | 0
DK_W_Offshore10 | . | S34 | . | T167 | 0 | 0
DK_W_Offshore10 | . | S34 | . | T168 | 0 | 0
DK_W_Offshore10 | . | S35 | . | T001 | 0.03 | 11.8759
DK_W_Offshore10 | . | S35 | . | T002 | 0.06 | 23.7518
DK_W_Offshore10 | . | S35 | . | T003 | 0.12 | 47.5036
DK_W_Offshore10 | . | S35 | . | T004 | 0.19 | 75.2141
DK_W_Offshore10 | . | S35 | . | T005 | 0.3 | 118.759
DK_W_Offshore10 | . | S35 | . | T006 | 0.42 | 166.2627
DK_W_Offshore10 | . | S35 | . | T007 | 0.42 | 166.2627
DK_W_Offshore10 | . | S35 | . | T008 | 0.42 | 166.2627
DK_W_Offshore10 | . | S35 | . | T009 | 0.42 | 166.2627
DK_W_Offshore10 | . | S35 | . | T010 | 0.3 | 118.759
DK_W_Offshore10 | . | S35 | . | T011 | 0.12 | 47.5036
DK_W_Offshore10 | . | S35 | . | T012 | 0.06 | 23.7518
DK_W_Offshore10 | . | S35 | . | T013 | 0.03 | 11.8759
DK_W_Offshore10 | . | S35 | . | T014 | 0.06 | 23.7518
DK_W_Offshore10 | . | S35 | . | T015 | 0.12 | 47.5036
DK_W_Offshore10 | . | S35 | . | T016 | 0.12 | 47.5036
DK_W_Offshore10 | . | S35 | . | T017 | 0.12 | 47.5036
DK_W_Offshore10 | . | S35 | . | T018 | 0.12 | 47.5036
DK_W_Offshore10 | . | S35 | . | T019 | 0.06 | 23.7518
DK_W_Offshore10 | . | S35 | . | T020 | 0.03 | 11.8759
DK_W_Offshore10 | . | S35 | . | T021 | 0.03 | 11.8759
DK_W_Offshore10 | . | S35 | . | T022 | 0.03 | 11.8759
DK_W_Offshore10 | . | S35 | . | T023 | 0.06 | 23.7518
DK_W_Offshore10 | . | S35 | . | T024 | 0.06 | 23.7518
DK_W_Offshore10 | . | S35 | . | T025 | 0.19 | 75.2141
DK_W_Offshore10 | . | S35 | . | T026 | 0.3 | 118.759
DK_W_Offshore10 | . | S35 | . | T027 | 0.42 | 166.2627
DK_W_Offshore10 | . | S35 | . | T028 | 0.42 | 166.2627
DK_W_Offshore10 | . | S35 | . | T029 | 0.57 | 225.6422
DK_W_Offshore10 | . | S35 | . | T030 | 0.57 | 225.6422
DK_W_Offshore10 | . | S35 | . | T031 | 0.72 | 285.0217
DK_W_Offshore10 | . | S35 | . | T032 | 0.85 | 336.484
DK_W_Offshore10 | . | S35 | . | T033 | 0.95 | 376.0703
DK_W_Offshore10 | . | S35 | . | T034 | 0.95 | 376.0703
DK_W_Offshore10 | . | S35 | . | T035 | 0.95 | 376.0703
DK_W_Offshore10 | . | S35 | . | T036 | 0.99 | 391.9049
DK_W_Offshore10 | . | S35 | . | T037 | 1 | 395.8635
DK_W_Offshore10 | . | S35 | . | T038 | 1 | 395.8635
DK_W_Offshore10 | . | S35 | . | T039 | 1 | 395.8635
DK_W_Offshore10 | . | S35 | . | T040 | 1 | 395.8635
DK_W_Offshore10 | . | S35 | . | T041 | 1 | 395.8635
DK_W_Offshore10 | . | S35 | . | T042 | 1 | 395.8635
DK_W_Offshore10 | . | S35 | . | T043 | 1 | 395.8635
DK_W_Offshore10 | . | S35 | . | T044 | 1 | 395.8635
DK_W_Offshore10 | . | S35 | . | T045 | 1 | 395.8635
DK_W_Offshore10 | . | S35 | . | T046 | 1 | 395.8635
DK_W_Offshore10 | . | S35 | . | T047 | 1 | 395.8635
DK_W_Offshore10 | . | S35 | . | T048 | 1 | 395.8635
DK_W_Offshore10 | . | S35 | . | T049 | 1 | 395.8635
DK_W_Offshore10 | . | S35 | . | T050 | 1 | 395.8635
DK_W_Offshore10 | . | S35 | . | T051 | 1 | 395.8635
DK_W_Offshore10 | . | S35 | . | T052 | 1 | 395.8635
DK_W_Offshore10 | . | S35 | . | T053 | 1 | 395.8635
DK_W_Offshore10 | . | S35 | . | T054 | 1 | 395.8635
DK_W_Offshore10 | . | S35 | . | T055 | 1 | 395.8635
DK_W_Offshore10 | . | S35 | . | T056 | 1 | 395.8635
DK_W_Offshore10 | . | S35 | . | T057 | 1 | 395.8635
DK_W_Offshore10 | . | S35 | . | T058 | 1 | 395.8635
DK_W_Offshore10 | . | S35 | . | T059 | 1 | 395.8635
DK_W_Offshore10 | . | S35 | . | T060 | 1 | 395.8635
DK_W_Offshore10 | . | S35 | . | T061 | 1 | 395.8635
DK_W_Offshore10 | . | S35 | . | T062 | 1 | 395.8635
DK_W_Offshore10 | . | S35 | . | T063 | 1 | 395.8635
DK_W_Offshore10 | . | S35 | . | T064 | 1 | 395.8635
DK_W_Offshore10 | . | S35 | . | T065 | 1 | 395.8635
DK_W_Offshore10 | . | S35 | . | T066 | 1 | 395.8635
DK_W_Offshore10 | . | S35 | . | T067 | 1 | 395.8635
DK_W_Offshore10 | . | S35 | . | T068 | 1 | 395.8635
DK_W_Offshore10 | . | S35 | . | T069 | 0.99 | 391.9049
DK_W_Offshore10 | . | S35 | . | T070 | 0.99 | 391.9049
DK_W_Offshore10 | . | S35 | . | T071 | 0.95 | 376.0703
DK_W_Offshore10 | . | S35 | . | T072 | 0.85 | 336.484
DK_W_Offshore10 | . | S35 | . | T073 | 0.72 | 285.0217
DK_W_Offshore10 | . | S35 | . | T074 | 0.57 | 225.6422
DK_W_Offshore10 | . | S35 | . | T075 | 0.42 | 166.2627
DK_W_Offshore10 | . | S35 | . | T076 | 0.42 | 166.2627
DK_W_Offshore10 | . | S35 | . | T077 | 0.42 | 166.2627
DK_W_Offshore10 | . | S35 | . | T078 | 0.3 | 118.759
DK_W_Offshore10 | . | S35 | . | T079 | 0.3 | 118.759
DK_W_Offshore10 | . | S35 | . | T080 | 0.19 | 75.2141
DK_W_Offshore10 | . | S35 | . | T081 | 0.12 | 47.5036
DK_W_Offshore10 | . | S35 | . | T082 | 0.12 | 47.5036
DK_W_Offshore10 | . | S35 | . | T083 | 0.06 | 23.7518
DK_W_Offshore10 | . | S35 | . | T084 | 0.03 | 11.8759
DK_W_Offshore10 | . | S35 | . | T085 | 0.03 | 11.8759
DK_W_Offshore10 | . | S35 | . | T086 | 0 | 0
DK_W_Offshore10 | . | S35 | . | T087 | 0 | 0
DK_W_Offshore10 | . | S35 | . | T088 | 0 | 0
DK_W_Offshore10 | . | S35 | . | T089 | 0 | 0
DK_W_Offshore10 | . | S35 | . | T090 | 0 | 0
DK_W_Offshore10 | . | S35 | . | T091 | 0 | 0
DK_W_Offshore10 | . | S35 | . | T092 | 0 | 0
DK_W_Offshore10 | . | S35 | . | T093 | 0.03 | 11.8759
DK_W_Offshore10 | . | S35 | . | T094 | 0.03 | 11.8759
DK_W_Offshore10 | . | S35 | . | T095 | 0.03 | 11.8759
DK_W_Offshore10 | . | S35 | . | T096 | 0.03 | 11.8759
DK_W_Offshore10 | . | S35 | . | T097 | 0.06 | 23.7518
DK_W_Offshore10 | . | S35 | . | T098 | 0.06 | 23.7518
DK_W_Offshore10 | . | S35 | . | T099 | 0.12 | 47.5036
DK_W_Offshore10 | . | S35 | . | T100 | 0.12 | 47.5036
DK_W_Offshore10 | . | S35 | . | T101 | 0.12 | 47.5036
DK_W_Offshore10 | . | S35 | . | T102 | 0.12 | 47.5036
DK_W_Offshore10 | . | S35 | . | T103 | 0.12 | 47.5036
DK_W_Offshore10 | . | S35 | . | T104 | 0.12 | 47.5036
DK_W_Offshore10 | . | S35 | . | T105 | 0.19 | 75.2141
DK_W_Offshore10 | . | S35 | . | T106 | 0.19 | 75.2141
DK_W_Offshore10 | . | S35 | . | T107 | 0.3 | 118.759
DK_W_Offshore10 | . | S35 | . | T108 | 0.3 | 118.759
DK_W_Offshore10 | . | S35 | . | T109 | 0.42 | 166.2627
DK_W_Offshore10 | . | S35 | . | T110 | 0.42 | 166.2627
DK_W_Offshore10 | . | S35 | . | T111 | 0.42 | 166.2627
DK_W_Offshore10 | . | S35 | . | T112 | 0.42 | 166.2627
DK_W_Offshore10 | . | S35 | . | T113 | 0.42 | 166.2627
DK_W_Offshore10 | . | S35 | . | T114 | 0.42 | 166.2627
DK_W_Offshore10 | . | S35 | . | T115 | 0.42 | 166.2627
DK_W_Offshore10 | . | S35 | . | T116 | 0.57 | 225.6422
DK_W_Offshore10 | . | S35 | . | T117 | 0.72 | 285.0217
DK_W_Offshore10 | . | S35 | . | T118 | 0.72 | 285.0217
DK_W_Offshore10 | . | S35 | . | T119 | 0.57 | 225.6422
DK_W_Offshore10 | . | S35 | . | T120 | 0.57 | 225.6422
DK_W_Offshore10 | . | S35 | . | T121 | 0.57 | 225.6422
DK_W_Offshore10 | . | S35 | . | T122 | 0.57 | 225.6422
DK_W_Offshore10 | . | S35 | . | T123 | 0.57 | 225.6422
DK_W_Offshore10 | . | S35 | . | T124 | 0.57 | 225.6422
DK_W_Offshore10 | . | S35 | . | T125 | 0.57 | 225.6422
DK_W_Offshore10 | . | S35 | . | T126 | 0.57 | 225.6422
DK_W_Offshore10 | . | S35 | . | T127 | 0.42 | 166.2627
DK_W_Offshore10 | . | S35 | . | T128 | 0.42 | 166.2627
DK_W_Offshore10 | . | S35 | . | T129 | 0.42 | 166.2627
DK_W_Offshore10 | . | S35 | . | T130 | 0.3 | 118.759
DK_W_Offshore10 | . | S35 | . | T131 | 0.3 | 118.759
DK_W_Offshore10 | . | S35 | . | T132 | 0.3 | 118.759
DK_W_Offshore10 | . | S35 | . | T133 | 0.19 | 75.2141
DK_W_Offshore10 | . | S35 | . | T134 | 0.06 | 23.7518
DK_W_Offshore10 | . | S35 | . | T135 | 0.03 | 11.8759
DK_W_Offshore10 | . | S35 | . | T136 | 0.06 | 23.7518
DK_W_Offshore10 | . | S35 | . | T137 | 0.06 | 23.7518
DK_W_Offshore10 | . | S35 | . | T138 | 0.12 | 47.5036
DK_W_Offshore10 | . | S35 | . | T139 | 0.12 | 47.5036
DK_W_Offshore10 | . | S35 | . | T140 | 0.12 | 47.5036
DK_W_Offshore10 | . | S35 | . | T141 | 0.19 | 75.2141
DK_W_Offshore10 | . | S35 | . | T142 | 0.19 | 75.2141
DK_W_Offshore10 | . | S35 | . | T143 | 0.19 | 75.2141
DK_W_Offshore10 | . | S35 | . | T144 | 0.3 | 118.759
DK_W_Offshore10 | . | S35 | . | T145 | 0.3 | 118.759
DK_W_Offshore10 | . | S35 | . | T146 | 0.3 | 118.759
DK_W_Offshore10 | . | S35 | . | T147 | 0.3 | 118.759
DK_W_Offshore10 | . | S35 | . | T148 | 0.3 | 118.759
DK_W_Offshore10 | . | S35 | . | T149 | 0.3 | 118.759
DK_W_Offshore10 | . | S35 | . | T150 | 0.42 | 166.2627
DK_W_Offshore10 | . | S35 | . | T151 | 0.57 | 225.6422
DK_W_Offshore10 | . | S35 | . | T152 | 0.72 | 285.0217
DK_W_Offshore10 | . | S35 | . | T153 | 0.72 | 285.0217
DK_W_Offshore10 | . | S35 | . | T154 | 0.85 | 336.484
DK_W_Offshore10 | . | S35 | . | T155 | 0.85 | 336.484
DK_W_Offshore10 | . | S35 | . | T156 | 0.85 | 336.484
DK_W_Offshore10 | . | S35 | . | T157 | 0.95 | 376.0703
DK_W_Offshore10 | . | S35 | . | T158 | 0.95 | 376.0703
DK_W_Offshore10 | . | S35 | . | T159 | 0.95 | 376.0703
DK_W_Offshore10 | . | S35 | . | T160 | 0.95 | 376.0703
DK_W_Offshore10 | . | S35 | . | T161 | 0.95 | 376.0703
DK_W_Offshore10 | . | S35 | . | T162 | 0.85 | 336.484
DK_W_Offshore10 | . | S35 | . | T163 | 0.72 | 285.0217
DK_W_Offshore10 | . | S35 | . | T164 | 0.85 | 336.484
DK_W_Offshore10 | . | S35 | . | T165 | 0.72 | 285.0217
DK_W_Offshore10 | . | S35 | . | T166 | 0.72 | 285.0217
DK_W_Offshore10 | . | S35 | . | T167 | 0.57 | 225.6422
DK_W_Offshore10 | . | S35 | . | T168 | 0.57 | 225.6422
DK_W_Offshore10 | . | S36 | . | T001 | 0.57 | 225.6422
DK_W_Offshore10 | . | S36 | . | T002 | 0.57 | 225.6422
DK_W_Offshore10 | . | S36 | . | T003 | 0.57 | 225.6422
DK_W_Offshore10 | . | S36 | . | T004 | 0.57 | 225.6422
DK_W_Offshore10 | . | S36 | . | T005 | 0.57 | 225.6422
DK_W_Offshore10 | . | S36 | . | T006 | 0.57 | 225.6422
DK_W_Offshore10 | . | S36 | . | T007 | 0.72 | 285.0217
DK_W_Offshore10 | . | S36 | . | T008 | 0.85 | 336.484
DK_W_Offshore10 | . | S36 | . | T009 | 0.95 | 376.0703
DK_W_Offshore10 | . | S36 | . | T010 | 0.99 | 391.9049
DK_W_Offshore10 | . | S36 | . | T011 | 0.95 | 376.0703
DK_W_Offshore10 | . | S36 | . | T012 | 0.95 | 376.0703
DK_W_Offshore10 | . | S36 | . | T013 | 0.95 | 376.0703
DK_W_Offshore10 | . | S36 | . | T014 | 0.85 | 336.484
DK_W_Offshore10 | . | S36 | . | T015 | 0.95 | 376.0703
DK_W_Offshore10 | . | S36 | . | T016 | 0.95 | 376.0703
DK_W_Offshore10 | . | S36 | . | T017 | 0.85 | 336.484
DK_W_Offshore10 | . | S36 | . | T018 | 0.85 | 336.484
DK_W_Offshore10 | . | S36 | . | T019 | 0.85 | 336.484
DK_W_Offshore10 | . | S36 | . | T020 | 0.85 | 336.484
DK_W_Offshore10 | . | S36 | . | T021 | 0.72 | 285.0217
DK_W_Offshore10 | . | S36 | . | T022 | 0.57 | 225.6422
DK_W_Offshore10 | . | S36 | . | T023 | 0.57 | 225.6422
DK_W_Offshore10 | . | S36 | . | T024 | 0.57 | 225.6422
DK_W_Offshore10 | . | S36 | . | T025 | 0.42 | 166.2627
DK_W_Offshore10 | . | S36 | . | T026 | 0.42 | 166.2627
DK_W_Offshore10 | . | S36 | . | T027 | 0.42 | 166.2627
DK_W_Offshore10 | . | S36 | . | T028 | 0.3 | 118.759
DK_W_Offshore10 | . | S36 | . | T029 | 0.3 | 118.759
DK_W_Offshore10 | . | S36 | . | T030 | 0.19 | 75.2141
DK_W_Offshore10 | . | S36 | . | T031 | 0.19 | 75.2141
DK_W_Offshore10 | . | S36 | . | T032 | 0.19 | 75.2141
DK_W_Offshore10 | . | S36 | . | T033 | 0.19 | 75.2141
DK_W_Offshore10 | . | S36 | . | T034 | 0.19 | 75.2141
DK_W_Offshore10 | . | S36 | . | T035 | 0.19 | 75.2141
DK_W_Offshore10 | . | S36 | . | T036 | 0.19 | 75.2141
DK_W_Offshore10 | . | S36 | . | T037 | 0.19 | 75.2141
DK_W_Offshore10 | . | S36 | . | T038 | 0.19 | 75.2141
DK_W_Offshore10 | . | S36 | . | T039 | 0.19 | 75.2141
DK_W_Offshore10 | . | S36 | . | T040 | 0.19 | 75.2141
DK_W_Offshore10 | . | S36 | . | T041 | 0.3 | 118.759
DK_W_Offshore10 | . | S36 | . | T042 | 0.3 | 118.759
DK_W_Offshore10 | . | S36 | . | T043 | 0.42 | 166.2627
DK_W_Offshore10 | . | S36 | . | T044 | 0.3 | 118.759
DK_W_Offshore10 | . | S36 | . | T045 | 0.3 | 118.759
DK_W_Offshore10 | . | S36 | . | T046 | 0.3 | 118.759
DK_W_Offshore10 | . | S36 | . | T047 | 0.3 | 118.759
DK_W_Offshore10 | . | S36 | . | T048 | 0.3 | 118.759
DK_W_Offshore10 | . | S36 | . | T049 | 0.3 | 118.759
DK_W_Offshore10 | . | S36 | . | T050 | 0.3 | 118.759
DK_W_Offshore10 | . | S36 | . | T051 | 0.3 | 118.759
DK_W_Offshore10 | . | S36 | . | T052 | 0.19 | 75.2141
DK_W_Offshore10 | . | S36 | . | T053 | 0.19 | 75.2141
DK_W_Offshore10 | . | S36 | . | T054 | 0.12 | 47.5036
DK_W_Offshore10 | . | S36 | . | T055 | 0.03 | 11.8759
DK_W_Offshore10 | . | S36 | . | T056 | 0 | 0
DK_W_Offshore10 | . | S36 | . | T057 | 0 | 0
DK_W_Offshore10 | . | S36 | . | T058 | 0 | 0
DK_W_Offshore10 | . | S36 | . | T059 | 0 | 0
DK_W_Offshore10 | . | S36 | . | T060 | 0.03 | 11.8759
DK_W_Offshore10 | . | S36 | . | T061 | 0.06 | 23.7518
DK_W_Offshore10 | . | S36 | . | T062 | 0.12 | 47.5036
DK_W_Offshore10 | . | S36 | . | T063 | 0.19 | 75.2141
DK_W_Offshore10 | . | S36 | . | T064 | 0.42 | 166.2627
DK_W_Offshore10 | . | S36 | . | T065 | 0.72 | 285.0217
DK_W_Offshore10 | . | S36 | . | T066 | 0.72 | 285.0217
DK_W_Offshore10 | . | S36 | . | T067 | 0.57 | 225.6422
DK_W_Offshore10 | . | S36 | . | T068 | 0.72 | 285.0217
DK_W_Offshore10 | . | S36 | . | T069 | 0.72 | 285.0217
DK_W_Offshore10 | . | S36 | . | T070 | 0.72 | 285.0217
DK_W_Offshore10 | . | S36 | . | T071 | 0.72 | 285.0217
DK_W_Offshore10 | . | S36 | . | T072 | 0.85 | 336.484
DK_W_Offshore10 | . | S36 | . | T073 | 0.95 | 376.0703
DK_W_Offshore10 | . | S36 | . | T074 | 0.95 | 376.0703
DK_W_Offshore10 | . | S36 | . | T075 | 0.95 | 376.0703
DK_W_Offshore10 | . | S36 | . | T076 | 0.95 | 376.0703
DK_W_Offshore10 | . | S36 | . | T077 | 0.95 | 376.0703
DK_W_Offshore10 | . | S36 | . | T078 | 0.85 | 336.484
DK_W_Offshore10 | . | S36 | . | T079 | 0.85 | 336.484
DK_W_Offshore10 | . | S36 | . | T080 | 0.85 | 336.484
DK_W_Offshore10 | . | S36 | . | T081 | 0.72 | 285.0217
DK_W_Offshore10 | . | S36 | . | T082 | 0.57 | 225.6422
DK_W_Offshore10 | . | S36 | . | T083 | 0.57 | 225.6422
DK_W_Offshore10 | . | S36 | . | T084 | 0.57 | 225.6422
DK_W_Offshore10 | . | S36 | . | T085 | 0.42 | 166.2627
DK_W_Offshore10 | . | S36 | . | T086 | 0.42 | 166.2627
DK_W_Offshore10 | . | S36 | . | T087 | 0.42 | 166.2627
DK_W_Offshore10 | . | S36 | . | T088 | 0.3 | 118.759
DK_W_Offshore10 | . | S36 | . | T089 | 0.3 | 118.759
DK_W_Offshore10 | . | S36 | . | T090 | 0.3 | 118.759
DK_W_Offshore10 | . | S36 | . | T091 | 0.19 | 75.2141
DK_W_Offshore10 | . | S36 | . | T092 | 0.19 | 75.2141
DK_W_Offshore10 | . | S36 | . | T093 | 0.19 | 75.2141
DK_W_Offshore10 | . | S36 | . | T094 | 0.19 | 75.2141
DK_W_Offshore10 | . | S36 | . | T095 | 0.19 | 75.2141
DK_W_Offshore10 | . | S36 | . | T096 | 0.12 | 47.5036
DK_W_Offshore10 | . | S36 | . | T097 | 0.12 | 47.5036
DK_W_Offshore10 | . | S36 | . | T098 | 0.06 | 23.7518
DK_W_Offshore10 | . | S36 | . | T099 | 0.06 | 23.7518
DK_W_Offshore10 | . | S36 | . | T100 | 0.06 | 23.7518
DK_W_Offshore10 | . | S36 | . | T101 | 0.06 | 23.7518
DK_W_Offshore10 | . | S36 | . | T102 | 0.06 | 23.7518
DK_W_Offshore10 | . | S36 | . | T103 | 0.06 | 23.7518
DK_W_Offshore10 | . | S36 | . | T104 | 0.06 | 23.7518
DK_W_Offshore10 | . | S36 | . | T105 | 0.06 | 23.7518
DK_W_Offshore10 | . | S36 | . | T106 | 0.06 | 23.7518
DK_W_Offshore10 | . | S36 | . | T107 | 0.06 | 23.7518
DK_W_Offshore10 | . | S36 | . | T108 | 0.12 | 47.5036
DK_W_Offshore10 | . | S36 | . | T109 | 0.12 | 47.5036
DK_W_Offshore10 | . | S36 | . | T110 | 0.19 | 75.2141
DK_W_Offshore10 | . | S36 | . | T111 | 0.3 | 118.759
DK_W_Offshore10 | . | S36 | . | T112 | 0.3 | 118.759
DK_W_Offshore10 | . | S36 | . | T113 | 0.42 | 166.2627
DK_W_Offshore10 | . | S36 | . | T114 | 0.42 | 166.2627
DK_W_Offshore10 | . | S36 | . | T115 | 0.57 | 225.6422
DK_W_Offshore10 | . | S36 | . | T116 | 0.72 | 285.0217
DK_W_Offshore10 | . | S36 | . | T117 | 0.57 | 225.6422
DK_W_Offshore10 | . | S36 | . | T118 | 0.57 | 225.6422
DK_W_Offshore10 | . | S36 | . | T119 | 0.57 | 225.6422
DK_W_Offshore10 | . | S36 | . | T120 | 0.57 | 225.6422
DK_W_Offshore10 | . | S36 | . | T121 | 0.57 | 225.6422
DK_W_Offshore10 | . | S36 | . | T122 | 0.57 | 225.6422
DK_W_Offshore10 | . | S36 | . | T123 | 0.57 | 225.6422
DK_W_Offshore10 | . | S36 | . | T124 | 0.72 | 285.0217
DK_W_Offshore10 | . | S36 | . | T125 | 0.85 | 336.484
DK_W_Offshore10 | . | S36 | . | T126 | 0.85 | 336.484
DK_W_Offshore10 | . | S36 | . | T127 | 0.85 | 336.484
DK_W_Offshore10 | . | S36 | . | T128 | 0.72 | 285.0217
DK_W_Offshore10 | . | S36 | . | T129 | 0.57 | 225.6422
DK_W_Offshore10 | . | S36 | . | T130 | 0.42 | 166.2627
DK_W_Offshore10 | . | S36 | . | T131 | 0.42 | 166.2627
DK_W_Offshore10 | . | S36 | . | T132 | 0.3 | 118.759
DK_W_Offshore10 | . | S36 | . | T133 | 0.42 | 166.2627
DK_W_Offshore10 | . | S36 | . | T134 | 0.42 | 166.2627
DK_W_Offshore10 | . | S36 | . | T135 | 0.42 | 166.2627
DK_W_Offshore10 | . | S36 | . | T136 | 0.3 | 118.759
DK_W_Offshore10 | . | S36 | . | T137 | 0.3 | 118.759
DK_W_Offshore10 | . | S36 | . | T138 | 0.19 | 75.2141
DK_W_Offshore10 | . | S36 | . | T139 | 0.19 | 75.2141
DK_W_Offshore10 | . | S36 | . | T140 | 0.12 | 47.5036
DK_W_Offshore10 | . | S36 | . | T141 | 0.12 | 47.5036
DK_W_Offshore10 | . | S36 | . | T142 | 0.12 | 47.5036
DK_W_Offshore10 | . | S36 | . | T143 | 0.12 | 47.5036
DK_W_Offshore10 | . | S36 | . | T144 | 0.12 | 47.5036
DK_W_Offshore10 | . | S36 | . | T145 | 0.19 | 75.2141
DK_W_Offshore10 | . | S36 | . | T146 | 0.42 | 166.2627
DK_W_Offshore10 | . | S36 | . | T147 | 0.57 | 225.6422
DK_W_Offshore10 | . | S36 | . | T148 | 0.72 | 285.0217
DK_W_Offshore10 | . | S36 | . | T149 | 0.85 | 336.484
DK_W_Offshore10 | . | S36 | . | T150 | 0.95 | 376.0703
DK_W_Offshore10 | . | S36 | . | T151 | 1 | 395.8635
DK_W_Offshore10 | . | S36 | . | T152 | 1 | 395.8635
DK_W_Offshore10 | . | S36 | . | T153 | 1 | 395.8635
DK_W_Offshore10 | . | S36 | . | T154 | 1 | 395.8635
DK_W_Offshore10 | . | S36 | . | T155 | 1 | 395.8635
DK_W_Offshore10 | . | S36 | . | T156 | 1 | 395.8635
DK_W_Offshore10 | . | S36 | . | T157 | 1 | 395.8635
DK_W_Offshore10 | . | S36 | . | T158 | 1 | 395.8635
DK_W_Offshore10 | . | S36 | . | T159 | 1 | 395.8635
DK_W_Offshore10 | . | S36 | . | T160 | 1 | 395.8635
DK_W_Offshore10 | . | S36 | . | T161 | 1 | 395.8635
DK_W_Offshore10 | . | S36 | . | T162 | 1 | 395.8635
DK_W_Offshore10 | . | S36 | . | T163 | 1 | 395.8635
DK_W_Offshore10 | . | S36 | . | T164 | 1 | 395.8635
DK_W_Offshore10 | . | S36 | . | T165 | 1 | 395.8635
DK_W_Offshore10 | . | S36 | . | T166 | 1 | 395.8635
DK_W_Offshore10 | . | S36 | . | T167 | 1 | 395.8635
DK_W_Offshore10 | . | S36 | . | T168 | 1 | 395.8635
DK_W_Offshore10 | . | S37 | . | T001 | 1 | 395.8635
DK_W_Offshore10 | . | S37 | . | T002 | 1 | 395.8635
DK_W_Offshore10 | . | S37 | . | T003 | 1 | 395.8635
DK_W_Offshore10 | . | S37 | . | T004 | 1 | 395.8635
DK_W_Offshore10 | . | S37 | . | T005 | 1 | 395.8635
DK_W_Offshore10 | . | S37 | . | T006 | 1 | 395.8635
DK_W_Offshore10 | . | S37 | . | T007 | 1 | 395.8635
DK_W_Offshore10 | . | S37 | . | T008 | 1 | 395.8635
DK_W_Offshore10 | . | S37 | . | T009 | 1 | 395.8635
DK_W_Offshore10 | . | S37 | . | T010 | 1 | 395.8635
DK_W_Offshore10 | . | S37 | . | T011 | 1 | 395.8635
DK_W_Offshore10 | . | S37 | . | T012 | 1 | 395.8635
DK_W_Offshore10 | . | S37 | . | T013 | 1 | 395.8635
DK_W_Offshore10 | . | S37 | . | T014 | 1 | 395.8635
DK_W_Offshore10 | . | S37 | . | T015 | 1 | 395.8635
DK_W_Offshore10 | . | S37 | . | T016 | 1 | 395.8635
DK_W_Offshore10 | . | S37 | . | T017 | 1 | 395.8635
DK_W_Offshore10 | . | S37 | . | T018 | 1 | 395.8635
DK_W_Offshore10 | . | S37 | . | T019 | 1 | 395.8635
DK_W_Offshore10 | . | S37 | . | T020 | 1 | 395.8635
DK_W_Offshore10 | . | S37 | . | T021 | 1 | 395.8635
DK_W_Offshore10 | . | S37 | . | T022 | 1 | 395.8635
DK_W_Offshore10 | . | S37 | . | T023 | 1 | 395.8635
DK_W_Offshore10 | . | S37 | . | T024 | 1 | 395.8635
DK_W_Offshore10 | . | S37 | . | T025 | 1 | 395.8635
DK_W_Offshore10 | . | S37 | . | T026 | 1 | 395.8635
DK_W_Offshore10 | . | S37 | . | T027 | 1 | 395.8635
DK_W_Offshore10 | . | S37 | . | T028 | 1 | 395.8635
DK_W_Offshore10 | . | S37 | . | T029 | 1 | 395.8635
DK_W_Offshore10 | . | S37 | . | T030 | 1 | 395.8635
DK_W_Offshore10 | . | S37 | . | T031 | 1 | 395.8635
DK_W_Offshore10 | . | S37 | . | T032 | 1 | 395.8635
DK_W_Offshore10 | . | S37 | . | T033 | 1 | 395.8635
DK_W_Offshore10 | . | S37 | . | T034 | 1 | 395.8635
DK_W_Offshore10 | . | S37 | . | T035 | 1 | 395.8635
DK_W_Offshore10 | . | S37 | . | T036 | 1 | 395.8635
DK_W_Offshore10 | . | S37 | . | T037 | 1 | 395.8635
DK_W_Offshore10 | . | S37 | . | T038 | 1 | 395.8635
DK_W_Offshore10 | . | S37 | . | T039 | 1 | 395.8635
DK_W_Offshore10 | . | S37 | . | T040 | 1 | 395.8635
DK_W_Offshore10 | . | S37 | . | T041 | 1 | 395.8635
DK_W_Offshore10 | . | S37 | . | T042 | 1 | 395.8635
DK_W_Offshore10 | . | S37 | . | T043 | 1 | 395.8635
DK_W_Offshore10 | . | S37 | . | T044 | 1 | 395.8635
DK_W_Offshore10 | . | S37 | . | T045 | 1 | 395.8635
DK_W_Offshore10 | . | S37 | . | T046 | 1 | 395.8635
DK_W_Offshore10 | . | S37 | . | T047 | 1 | 395.8635
DK_W_Offshore10 | . | S37 | . | T048 | 1 | 395.8635
DK_W_Offshore10 | . | S37 | . | T049 | 1 | 395.8635
DK_W_Offshore10 | . | S37 | . | T050 | 0.99 | 391.9049
DK_W_Offshore10 | . | S37 | . | T051 | 0.85 | 336.484
DK_W_Offshore10 | . | S37 | . | T052 | 0.72 | 285.0217
DK_W_Offshore10 | . | S37 | . | T053 | 0.72 | 285.0217
DK_W_Offshore10 | . | S37 | . | T054 | 0.72 | 285.0217
DK_W_Offshore10 | . | S37 | . | T055 | 0.72 | 285.0217
DK_W_Offshore10 | . | S37 | . | T056 | 0.57 | 225.6422
DK_W_Offshore10 | . | S37 | . | T057 | 0.42 | 166.2627
DK_W_Offshore10 | . | S37 | . | T058 | 0.3 | 118.759
DK_W_Offshore10 | . | S37 | . | T059 | 0.3 | 118.759
DK_W_Offshore10 | . | S37 | . | T060 | 0.3 | 118.759
DK_W_Offshore10 | . | S37 | . | T061 | 0.3 | 118.759
DK_W_Offshore10 | . | S37 | . | T062 | 0.42 | 166.2627
DK_W_Offshore10 | . | S37 | . | T063 | 0.42 | 166.2627
DK_W_Offshore10 | . | S37 | . | T064 | 0.42 | 166.2627
DK_W_Offshore10 | . | S37 | . | T065 | 0.42 | 166.2627
DK_W_Offshore10 | . | S37 | . | T066 | 0.42 | 166.2627
DK_W_Offshore10 | . | S37 | . | T067 | 0.42 | 166.2627
DK_W_Offshore10 | . | S37 | . | T068 | 0.3 | 118.759
DK_W_Offshore10 | . | S37 | . | T069 | 0.3 | 118.759
DK_W_Offshore10 | . | S37 | . | T070 | 0.3 | 118.759
DK_W_Offshore10 | . | S37 | . | T071 | 0.19 | 75.2141
DK_W_Offshore10 | . | S37 | . | T072 | 0.19 | 75.2141
DK_W_Offshore10 | . | S37 | . | T073 | 0.19 | 75.2141
DK_W_Offshore10 | . | S37 | . | T074 | 0.19 | 75.2141
DK_W_Offshore10 | . | S37 | . | T075 | 0.12 | 47.5036
DK_W_Offshore10 | . | S37 | . | T076 | 0.12 | 47.5036
DK_W_Offshore10 | . | S37 | . | T077 | 0.12 | 47.5036
DK_W_Offshore10 | . | S37 | . | T078 | 0.12 | 47.5036
DK_W_Offshore10 | . | S37 | . | T079 | 0.12 | 47.5036
DK_W_Offshore10 | . | S37 | . | T080 | 0.06 | 23.7518
DK_W_Offshore10 | . | S37 | . | T081 | 0.06 | 23.7518
DK_W_Offshore10 | . | S37 | . | T082 | 0.03 | 11.8759
DK_W_Offshore10 | . | S37 | . | T083 | 0 | 0
DK_W_Offshore10 | . | S37 | . | T084 | 0.03 | 11.8759
DK_W_Offshore10 | . | S37 | . | T085 | 0.03 | 11.8759
DK_W_Offshore10 | . | S37 | . | T086 | 0.06 | 23.7518
DK_W_Offshore10 | . | S37 | . | T087 | 0.12 | 47.5036
DK_W_Offshore10 | . | S37 | . | T088 | 0.19 | 75.2141
DK_W_Offshore10 | . | S37 | . | T089 | 0.3 | 118.759
DK_W_Offshore10 | . | S37 | . | T090 | 0.3 | 118.759
DK_W_Offshore10 | . | S37 | . | T091 | 0.42 | 166.2627
DK_W_Offshore10 | . | S37 | . | T092 | 0.42 | 166.2627
DK_W_Offshore10 | . | S37 | . | T093 | 0.42 | 166.2627
DK_W_Offshore10 | . | S37 | . | T094 | 0.42 | 166.2627
DK_W_Offshore10 | . | S37 | . | T095 | 0.57 | 225.6422
DK_W_Offshore10 | . | S37 | . | T096 | 0.72 | 285.0217
DK_W_Offshore10 | . | S37 | . | T097 | 0.72 | 285.0217
DK_W_Offshore10 | . | S37 | . | T098 | 0.95 | 376.0703
DK_W_Offshore10 | . | S37 | . | T099 | 0.95 | 376.0703
DK_W_Offshore10 | . | S37 | . | T100 | 0.85 | 336.484
DK_W_Offshore10 | . | S37 | . | T101 | 0.72 | 285.0217
DK_W_Offshore10 | . | S37 | . | T102 | 0.57 | 225.6422
DK_W_Offshore10 | . | S37 | . | T103 | 0.57 | 225.6422
DK_W_Offshore10 | . | S37 | . | T104 | 0.57 | 225.6422
DK_W_Offshore10 | . | S37 | . | T105 | 0.57 | 225.6422
DK_W_Offshore10 | . | S37 | . | T106 | 0.42 | 166.2627
DK_W_Offshore10 | . | S37 | . | T107 | 0.42 | 166.2627
DK_W_Offshore10 | . | S37 | . | T108 | 0.42 | 166.2627
DK_W_Offshore10 | . | S37 | . | T109 | 0.57 | 225.6422
DK_W_Offshore10 | . | S37 | . | T110 | 0.57 | 225.6422
DK_W_Offshore10 | . | S37 | . | T111 | 0.42 | 166.2627
DK_W_Offshore10 | . | S37 | . | T112 | 0.42 | 166.2627
DK_W_Offshore10 | . | S37 | . | T113 | 0.3 | 118.759
DK_W_Offshore10 | . | S37 | . | T114 | 0.3 | 118.759
DK_W_Offshore10 | . | S37 | . | T115 | 0.19 | 75.2141
DK_W_Offshore10 | . | S37 | . | T116 | 0.19 | 75.2141
DK_W_Offshore10 | . | S37 | . | T117 | 0.12 | 47.5036
DK_W_Offshore10 | . | S37 | . | T118 | 0.12 | 47.5036
DK_W_Offshore10 | . | S37 | . | T119 | 0.12 | 47.5036
DK_W_Offshore10 | . | S37 | . | T120 | 0.12 | 47.5036
DK_W_Offshore10 | . | S37 | . | T121 | 0.06 | 23.7518
DK_W_Offshore10 | . | S37 | . | T122 | 0.06 | 23.7518
DK_W_Offshore10 | . | S37 | . | T123 | 0.06 | 23.7518
DK_W_Offshore10 | . | S37 | . | T124 | 0.06 | 23.7518
DK_W_Offshore10 | . | S37 | . | T125 | 0.12 | 47.5036
DK_W_Offshore10 | . | S37 | . | T126 | 0.12 | 47.5036
DK_W_Offshore10 | . | S37 | . | T127 | 0.19 | 75.2141
DK_W_Offshore10 | . | S37 | . | T128 | 0.12 | 47.5036
DK_W_Offshore10 | . | S37 | . | T129 | 0.12 | 47.5036
DK_W_Offshore10 | . | S37 | . | T130 | 0.12 | 47.5036
DK_W_Offshore10 | . | S37 | . | T131 | 0.12 | 47.5036
DK_W_Offshore10 | . | S37 | . | T132 | 0.12 | 47.5036
DK_W_Offshore10 | . | S37 | . | T133 | 0.12 | 47.5036
DK_W_Offshore10 | . | S37 | . | T134 | 0.19 | 75.2141
DK_W_Offshore10 | . | S37 | . | T135 | 0.3 | 118.759
DK_W_Offshore10 | . | S37 | . | T136 | 0.42 | 166.2627
DK_W_Offshore10 | . | S37 | . | T137 | 0.42 | 166.2627
DK_W_Offshore10 | . | S37 | . | T138 | 0.57 | 225.6422
DK_W_Offshore10 | . | S37 | . | T139 | 0.57 | 225.6422
DK_W_Offshore10 | . | S37 | . | T140 | 0.57 | 225.6422
DK_W_Offshore10 | . | S37 | . | T141 | 0.57 | 225.6422
DK_W_Offshore10 | . | S37 | . | T142 | 0.57 | 225.6422
DK_W_Offshore10 | . | S37 | . | T143 | 0.42 | 166.2627
DK_W_Offshore10 | . | S37 | . | T144 | 0.42 | 166.2627
DK_W_Offshore10 | . | S37 | . | T145 | 0.42 | 166.2627
DK_W_Offshore10 | . | S37 | . | T146 | 0.42 | 166.2627
DK_W_Offshore10 | . | S37 | . | T147 | 0.3 | 118.759
DK_W_Offshore10 | . | S37 | . | T148 | 0.3 | 118.759
DK_W_Offshore10 | . | S37 | . | T149 | 0.3 | 118.759
DK_W_Offshore10 | . | S37 | . | T150 | 0.42 | 166.2627
DK_W_Offshore10 | . | S37 | . | T151 | 0.42 | 166.2627
DK_W_Offshore10 | . | S37 | . | T152 | 0.42 | 166.2627
DK_W_Offshore10 | . | S37 | . | T153 | 0.57 | 225.6422
DK_W_Offshore10 | . | S37 | . | T154 | 0.57 | 225.6422
DK_W_Offshore10 | . | S37 | . | T155 | 0.57 | 225.6422
DK_W_Offshore10 | . | S37 | . | T156 | 0.72 | 285.0217
DK_W_Offshore10 | . | S37 | . | T157 | 0.72 | 285.0217
DK_W_Offshore10 | . | S37 | . | T158 | 0.85 | 336.484
DK_W_Offshore10 | . | S37 | . | T159 | 0.85 | 336.484
DK_W_Offshore10 | . | S37 | . | T160 | 0.85 | 336.484
DK_W_Offshore10 | . | S37 | . | T161 | 0.85 | 336.484
DK_W_Offshore10 | . | S37 | . | T162 | 0.85 | 336.484
DK_W_Offshore10 | . | S37 | . | T163 | 0.85 | 336.484
DK_W_Offshore10 | . | S37 | . | T164 | 0.72 | 285.0217
DK_W_Offshore10 | . | S37 | . | T165 | 0.72 | 285.0217
DK_W_Offshore10 | . | S37 | . | T166 | 0.57 | 225.6422
DK_W_Offshore10 | . | S37 | . | T167 | 0.42 | 166.2627
DK_W_Offshore10 | . | S37 | . | T168 | 0.42 | 166.2627
DK_W_Offshore10 | . | S38 | . | T001 | 0.3 | 118.759
DK_W_Offshore10 | . | S38 | . | T002 | 0.19 | 75.2141
DK_W_Offshore10 | . | S38 | . | T003 | 0.19 | 75.2141
DK_W_Offshore10 | . | S38 | . | T004 | 0.12 | 47.5036
DK_W_Offshore10 | . | S38 | . | T005 | 0.12 | 47.5036
DK_W_Offshore10 | . | S38 | . | T006 | 0.12 | 47.5036
DK_W_Offshore10 | . | S38 | . | T007 | 0.12 | 47.5036
DK_W_Offshore10 | . | S38 | . | T008 | 0.12 | 47.5036
DK_W_Offshore10 | . | S38 | . | T009 | 0.12 | 47.5036
DK_W_Offshore10 | . | S38 | . | T010 | 0.12 | 47.5036
DK_W_Offshore10 | . | S38 | . | T011 | 0.06 | 23.7518
DK_W_Offshore10 | . | S38 | . | T012 | 0.06 | 23.7518
DK_W_Offshore10 | . | S38 | . | T013 | 0.06 | 23.7518
DK_W_Offshore10 | . | S38 | . | T014 | 0.06 | 23.7518
DK_W_Offshore10 | . | S38 | . | T015 | 0.12 | 47.5036
DK_W_Offshore10 | . | S38 | . | T016 | 0.19 | 75.2141
DK_W_Offshore10 | . | S38 | . | T017 | 0.19 | 75.2141
DK_W_Offshore10 | . | S38 | . | T018 | 0.19 | 75.2141
DK_W_Offshore10 | . | S38 | . | T019 | 0.19 | 75.2141
DK_W_Offshore10 | . | S38 | . | T020 | 0.19 | 75.2141
DK_W_Offshore10 | . | S38 | . | T021 | 0.19 | 75.2141
DK_W_Offshore10 | . | S38 | . | T022 | 0.19 | 75.2141
DK_W_Offshore10 | . | S38 | . | T023 | 0.19 | 75.2141
DK_W_Offshore10 | . | S38 | . | T024 | 0.19 | 75.2141
DK_W_Offshore10 | . | S38 | . | T025 | 0.3 | 118.759
DK_W_Offshore10 | . | S38 | . | T026 | 0.3 | 118.759
DK_W_Offshore10 | . | S38 | . | T027 | 0.42 | 166.2627
DK_W_Offshore10 | . | S38 | . | T028 | 0.42 | 166.2627
DK_W_Offshore10 | . | S38 | . | T029 | 0.42 | 166.2627
DK_W_Offshore10 | . | S38 | . | T030 | 0.72 | 285.0217
DK_W_Offshore10 | . | S38 | . | T031 | 0.95 | 376.0703
DK_W_Offshore10 | . | S38 | . | T032 | 0.95 | 376.0703
DK_W_Offshore10 | . | S38 | . | T033 | 1 | 395.8635
DK_W_Offshore10 | . | S38 | . | T034 | 1 | 395.8635
DK_W_Offshore10 | . | S38 | . | T035 | 0.95 | 376.0703
DK_W_Offshore10 | . | S38 | . | T036 | 0.99 | 391.9049
DK_W_Offshore10 | . | S38 | . | T037 | 0.99 | 391.9049
DK_W_Offshore10 | . | S38 | . | T038 | 0.95 | 376.0703
DK_W_Offshore10 | . | S38 | . | T039 | 0.85 | 336.484
DK_W_Offshore10 | . | S38 | . | T040 | 0.72 | 285.0217
DK_W_Offshore10 | . | S38 | . | T041 | 0.85 | 336.484
DK_W_Offshore10 | . | S38 | . | T042 | 0.85 | 336.484
DK_W_Offshore10 | . | S38 | . | T043 | 0.72 | 285.0217
DK_W_Offshore10 | . | S38 | . | T044 | 0.85 | 336.484
DK_W_Offshore10 | . | S38 | . | T045 | 0.72 | 285.0217
DK_W_Offshore10 | . | S38 | . | T046 | 0.42 | 166.2627
DK_W_Offshore10 | . | S38 | . | T047 | 0.3 | 118.759
DK_W_Offshore10 | . | S38 | . | T048 | 0.19 | 75.2141
DK_W_Offshore10 | . | S38 | . | T049 | 0.12 | 47.5036
DK_W_Offshore10 | . | S38 | . | T050 | 0.06 | 23.7518
DK_W_Offshore10 | . | S38 | . | T051 | 0 | 0
DK_W_Offshore10 | . | S38 | . | T052 | 0 | 0
DK_W_Offshore10 | . | S38 | . | T053 | 0.12 | 47.5036
DK_W_Offshore10 | . | S38 | . | T054 | 0.42 | 166.2627
DK_W_Offshore10 | . | S38 | . | T055 | 0.72 | 285.0217
DK_W_Offshore10 | . | S38 | . | T056 | 0.72 | 285.0217
DK_W_Offshore10 | . | S38 | . | T057 | 0.57 | 225.6422
DK_W_Offshore10 | . | S38 | . | T058 | 0.72 | 285.0217
DK_W_Offshore10 | . | S38 | . | T059 | 0.57 | 225.6422
DK_W_Offshore10 | . | S38 | . | T060 | 0.57 | 225.6422
DK_W_Offshore10 | . | S38 | . | T061 | 0.42 | 166.2627
DK_W_Offshore10 | . | S38 | . | T062 | 0.19 | 75.2141
DK_W_Offshore10 | . | S38 | . | T063 | 0.3 | 118.759
DK_W_Offshore10 | . | S38 | . | T064 | 0.72 | 285.0217
DK_W_Offshore10 | . | S38 | . | T065 | 1 | 395.8635
DK_W_Offshore10 | . | S38 | . | T066 | 0.99 | 391.9049
DK_W_Offshore10 | . | S38 | . | T067 | 1 | 395.8635
DK_W_Offshore10 | . | S38 | . | T068 | 1 | 395.8635
DK_W_Offshore10 | . | S38 | . | T069 | 0.99 | 391.9049
DK_W_Offshore10 | . | S38 | . | T070 | 0.95 | 376.0703
DK_W_Offshore10 | . | S38 | . | T071 | 0.95 | 376.0703
DK_W_Offshore10 | . | S38 | . | T072 | 0.99 | 391.9049
DK_W_Offshore10 | . | S38 | . | T073 | 1 | 395.8635
DK_W_Offshore10 | . | S38 | . | T074 | 1 | 395.8635
DK_W_Offshore10 | . | S38 | . | T075 | 1 | 395.8635
DK_W_Offshore10 | . | S38 | . | T076 | 1 | 395.8635
DK_W_Offshore10 | . | S38 | . | T077 | 1 | 395.8635
DK_W_Offshore10 | . | S38 | . | T078 | 1 | 395.8635
DK_W_Offshore10 | . | S38 | . | T079 | 1 | 395.8635
DK_W_Offshore10 | . | S38 | . | T080 | 1 | 395.8635
DK_W_Offshore10 | . | S38 | . | T081 | 1 | 395.8635
DK_W_Offshore10 | . | S38 | . | T082 | 1 | 395.8635
DK_W_Offshore10 | . | S38 | . | T083 | 1 | 395.8635
DK_W_Offshore10 | . | S38 | . | T084 | 1 | 395.8635
DK_W_Offshore10 | . | S38 | . | T085 | 0.99 | 391.9049
DK_W_Offshore10 | . | S38 | . | T086 | 0.95 | 376.0703
DK_W_Offshore10 | . | S38 | . | T087 | 0.95 | 376.0703
DK_W_Offshore10 | . | S38 | . | T088 | 0.95 | 376.0703
DK_W_Offshore10 | . | S38 | . | T089 | 0.95 | 376.0703
DK_W_Offshore10 | . | S38 | . | T090 | 0.99 | 391.9049
DK_W_Offshore10 | . | S38 | . | T091 | 0.99 | 391.9049
DK_W_Offshore10 | . | S38 | . | T092 | 1 | 395.8635
DK_W_Offshore10 | . | S38 | . | T093 | 1 | 395.8635
DK_W_Offshore10 | . | S38 | . | T094 | 0.99 | 391.9049
DK_W_Offshore10 | . | S38 | . | T095 | 0.99 | 391.9049
DK_W_Offshore10 | . | S38 | . | T096 | 0.95 | 376.0703
DK_W_Offshore10 | . | S38 | . | T097 | 0.85 | 336.484
DK_W_Offshore10 | . | S38 | . | T098 | 0.95 | 376.0703
DK_W_Offshore10 | . | S38 | . | T099 | 0.95 | 376.0703
DK_W_Offshore10 | . | S38 | . | T100 | 0.95 | 376.0703
DK_W_Offshore10 | . | S38 | . | T101 | 0.95 | 376.0703
DK_W_Offshore10 | . | S38 | . | T102 | 0.95 | 376.0703
DK_W_Offshore10 | . | S38 | . | T103 | 0.95 | 376.0703
DK_W_Offshore10 | . | S38 | . | T104 | 0.95 | 376.0703
DK_W_Offshore10 | . | S38 | . | T105 | 0.85 | 336.484
DK_W_Offshore10 | . | S38 | . | T106 | 0.85 | 336.484
DK_W_Offshore10 | . | S38 | . | T107 | 0.85 | 336.484
DK_W_Offshore10 | . | S38 | . | T108 | 0.85 | 336.484
DK_W_Offshore10 | . | S38 | . | T109 | 0.72 | 285.0217
DK_W_Offshore10 | . | S38 | . | T110 | 0.72 | 285.0217
DK_W_Offshore10 | . | S38 | . | T111 | 0.85 | 336.484
DK_W_Offshore10 | . | S38 | . | T112 | 0.95 | 376.0703
DK_W_Offshore10 | . | S38 | . | T113 | 0.99 | 391.9049
DK_W_Offshore10 | . | S38 | . | T114 | 0.99 | 391.9049
DK_W_Offshore10 | . | S38 | . | T115 | 0.99 | 391.9049
DK_W_Offshore10 | . | S38 | . | T116 | 0.99 | 391.9049
DK_W_Offshore10 | . | S38 | . | T117 | 0.95 | 376.0703
DK_W_Offshore10 | . | S38 | . | T118 | 0.95 | 376.0703
DK_W_Offshore10 | . | S38 | . | T119 | 0.99 | 391.9049
DK_W_Offshore10 | . | S38 | . | T120 | 1 | 395.8635
DK_W_Offshore10 | . | S38 | . | T121 | 1 | 395.8635
DK_W_Offshore10 | . | S38 | . | T122 | 0.99 | 391.9049
DK_W_Offshore10 | . | S38 | . | T123 | 0.95 | 376.0703
DK_W_Offshore10 | . | S38 | . | T124 | 0.95 | 376.0703
DK_W_Offshore10 | . | S38 | . | T125 | 0.95 | 376.0703
DK_W_Offshore10 | . | S38 | . | T126 | 0.99 | 391.9049
DK_W_Offshore10 | . | S38 | . | T127 | 0.99 | 391.9049
DK_W_Offshore10 | . | S38 | . | T128 | 0.99 | 391.9049
DK_W_Offshore10 | . | S38 | . | T129 | 0.99 | 391.9049
DK_W_Offshore10 | . | S38 | . | T130 | 0.95 | 376.0703
DK_W_Offshore10 | . | S38 | . | T131 | 0.95 | 376.0703
DK_W_Offshore10 | . | S38 | . | T132 | 0.95 | 376.0703
DK_W_Offshore10 | . | S38 | . | T133 | 0.85 | 336.484
DK_W_Offshore10 | . | S38 | . | T134 | 0.95 | 376.0703
DK_W_Offshore10 | . | S38 | . | T135 | 0.95 | 376.0703
DK_W_Offshore10 | . | S38 | . | T136 | 0.95 | 376.0703
DK_W_Offshore10 | . | S38 | . | T137 | 0.99 | 391.9049
DK_W_Offshore10 | . | S38 | . | T138 | 0.95 | 376.0703
DK_W_Offshore10 | . | S38 | . | T139 | 0.95 | 376.0703
DK_W_Offshore10 | . | S38 | . | T140 | 0.85 | 336.484
DK_W_Offshore10 | . | S38 | . | T141 | 0.85 | 336.484
DK_W_Offshore10 | . | S38 | . | T142 | 0.57 | 225.6422
DK_W_Offshore10 | . | S38 | . | T143 | 0.3 | 118.759
DK_W_Offshore10 | . | S38 | . | T144 | 0.19 | 75.2141
DK_W_Offshore10 | . | S38 | . | T145 | 0.12 | 47.5036
DK_W_Offshore10 | . | S38 | . | T146 | 0.06 | 23.7518
DK_W_Offshore10 | . | S38 | . | T147 | 0.06 | 23.7518
DK_W_Offshore10 | . | S38 | . | T148 | 0.06 | 23.7518
DK_W_Offshore10 | . | S38 | . | T149 | 0.06 | 23.7518
DK_W_Offshore10 | . | S38 | . | T150 | 0.06 | 23.7518
DK_W_Offshore10 | . | S38 | . | T151 | 0.06 | 23.7518
DK_W_Offshore10 | . | S38 | . | T152 | 0.06 | 23.7518
DK_W_Offshore10 | . | S38 | . | T153 | 0.06 | 23.7518
DK_W_Offshore10 | . | S38 | . | T154 | 0.06 | 23.7518
DK_W_Offshore10 | . | S38 | . | T155 | 0.06 | 23.7518
DK_W_Offshore10 | . | S38 | . | T156 | 0.06 | 23.7518
DK_W_Offshore10 | . | S38 | . | T157 | 0.06 | 23.7518
DK_W_Offshore10 | . | S38 | . | T158 | 0.06 | 23.7518
DK_W_Offshore10 | . | S38 | . | T159 | 0.06 | 23.7518
DK_W_Offshore10 | . | S38 | . | T160 | 0.19 | 75.2141
DK_W_Offshore10 | . | S38 | . | T161 | 0.3 | 118.759
DK_W_Offshore10 | . | S38 | . | T162 | 0.3 | 118.759
DK_W_Offshore10 | . | S38 | . | T163 | 0.57 | 225.6422
DK_W_Offshore10 | . | S38 | . | T164 | 0.72 | 285.0217
DK_W_Offshore10 | . | S38 | . | T165 | 0.57 | 225.6422
DK_W_Offshore10 | . | S38 | . | T166 | 0.42 | 166.2627
DK_W_Offshore10 | . | S38 | . | T167 | 0.3 | 118.759
DK_W_Offshore10 | . | S38 | . | T168 | 0.19 | 75.2141
DK_W_Offshore10 | . | S39 | . | T001 | 0.12 | 47.5036
DK_W_Offshore10 | . | S39 | . | T002 | 0.12 | 47.5036
DK_W_Offshore10 | . | S39 | . | T003 | 0.19 | 75.2141
DK_W_Offshore10 | . | S39 | . | T004 | 0.19 | 75.2141
DK_W_Offshore10 | . | S39 | . | T005 | 0.3 | 118.759
DK_W_Offshore10 | . | S39 | . | T006 | 0.42 | 166.2627
DK_W_Offshore10 | . | S39 | . | T007 | 0.3 | 118.759
DK_W_Offshore10 | . | S39 | . | T008 | 0.3 | 118.759
DK_W_Offshore10 | . | S39 | . | T009 | 0.42 | 166.2627
DK_W_Offshore10 | . | S39 | . | T010 | 0.42 | 166.2627
DK_W_Offshore10 | . | S39 | . | T011 | 0.42 | 166.2627
DK_W_Offshore10 | . | S39 | . | T012 | 0.42 | 166.2627
DK_W_Offshore10 | . | S39 | . | T013 | 0.57 | 225.6422
DK_W_Offshore10 | . | S39 | . | T014 | 0.42 | 166.2627
DK_W_Offshore10 | . | S39 | . | T015 | 0.42 | 166.2627
DK_W_Offshore10 | . | S39 | . | T016 | 0.42 | 166.2627
DK_W_Offshore10 | . | S39 | . | T017 | 0.42 | 166.2627
DK_W_Offshore10 | . | S39 | . | T018 | 0.57 | 225.6422
DK_W_Offshore10 | . | S39 | . | T019 | 0.72 | 285.0217
DK_W_Offshore10 | . | S39 | . | T020 | 0.85 | 336.484
DK_W_Offshore10 | . | S39 | . | T021 | 0.72 | 285.0217
DK_W_Offshore10 | . | S39 | . | T022 | 0.72 | 285.0217
DK_W_Offshore10 | . | S39 | . | T023 | 0.57 | 225.6422
DK_W_Offshore10 | . | S39 | . | T024 | 0.72 | 285.0217
DK_W_Offshore10 | . | S39 | . | T025 | 0.72 | 285.0217
DK_W_Offshore10 | . | S39 | . | T026 | 0.72 | 285.0217
DK_W_Offshore10 | . | S39 | . | T027 | 0.72 | 285.0217
DK_W_Offshore10 | . | S39 | . | T028 | 0.72 | 285.0217
DK_W_Offshore10 | . | S39 | . | T029 | 0.57 | 225.6422
DK_W_Offshore10 | . | S39 | . | T030 | 0.72 | 285.0217
DK_W_Offshore10 | . | S39 | . | T031 | 0.57 | 225.6422
DK_W_Offshore10 | . | S39 | . | T032 | 0.72 | 285.0217
DK_W_Offshore10 | . | S39 | . | T033 | 0.85 | 336.484
DK_W_Offshore10 | . | S39 | . | T034 | 0.85 | 336.484
DK_W_Offshore10 | . | S39 | . | T035 | 0.85 | 336.484
DK_W_Offshore10 | . | S39 | . | T036 | 0.85 | 336.484
DK_W_Offshore10 | . | S39 | . | T037 | 0.85 | 336.484
DK_W_Offshore10 | . | S39 | . | T038 | 0.85 | 336.484
DK_W_Offshore10 | . | S39 | . | T039 | 0.85 | 336.484
DK_W_Offshore10 | . | S39 | . | T040 | 0.85 | 336.484
DK_W_Offshore10 | . | S39 | . | T041 | 0.85 | 336.484
DK_W_Offshore10 | . | S39 | . | T042 | 0.85 | 336.484
DK_W_Offshore10 | . | S39 | . | T043 | 0.85 | 336.484
DK_W_Offshore10 | . | S39 | . | T044 | 0.85 | 336.484
DK_W_Offshore10 | . | S39 | . | T045 | 0.85 | 336.484
DK_W_Offshore10 | . | S39 | . | T046 | 0.72 | 285.0217
DK_W_Offshore10 | . | S39 | . | T047 | 0.72 | 285.0217
DK_W_Offshore10 | . | S39 | . | T048 | 0.72 | 285.0217
DK_W_Offshore10 | . | S39 | . | T049 | 0.72 | 285.0217
DK_W_Offshore10 | . | S39 | . | T050 | 0.72 | 285.0217
DK_W_Offshore10 | . | S39 | . | T051 | 0.72 | 285.0217
DK_W_Offshore10 | . | S39 | . | T052 | 0.72 | 285.0217
DK_W_Offshore10 | . | S39 | . | T053 | 0.72 | 285.0217
DK_W_Offshore10 | . | S39 | . | T054 | 0.57 | 225.6422
DK_W_Offshore10 | . | S39 | . | T055 | 0.57 | 225.6422
DK_W_Offshore10 | . | S39 | . | T056 | 0.72 | 285.0217
DK_W_Offshore10 | . | S39 | . | T057 | 0.72 | 285.0217
DK_W_Offshore10 | . | S39 | . | T058 | 0.72 | 285.0217
DK_W_Offshore10 | . | S39 | . | T059 | 0.57 | 225.6422
DK_W_Offshore10 | . | S39 | . | T060 | 0.42 | 166.2627
DK_W_Offshore10 | . | S39 | . | T061 | 0.42 | 166.2627
DK_W_Offshore10 | . | S39 | . | T062 | 0.3 | 118.759
DK_W_Offshore10 | . | S39 | . | T063 | 0.3 | 118.759
DK_W_Offshore10 | . | S39 | . | T064 | 0.42 | 166.2627
DK_W_Offshore10 | . | S39 | . | T065 | 0.42 | 166.2627
DK_W_Offshore10 | . | S39 | . | T066 | 0.42 | 166.2627
DK_W_Offshore10 | . | S39 | . | T067 | 0.3 | 118.759
DK_W_Offshore10 | . | S39 | . | T068 | 0.3 | 118.759
DK_W_Offshore10 | . | S39 | . | T069 | 0.3 | 118.759
DK_W_Offshore10 | . | S39 | . | T070 | 0.3 | 118.759
DK_W_Offshore10 | . | S39 | . | T071 | 0.3 | 118.759
DK_W_Offshore10 | . | S39 | . | T072 | 0.3 | 118.759
DK_W_Offshore10 | . | S39 | . | T073 | 0.3 | 118.759
DK_W_Offshore10 | . | S39 | . | T074 | 0.19 | 75.2141
DK_W_Offshore10 | . | S39 | . | T075 | 0.19 | 75.2141
DK_W_Offshore10 | . | S39 | . | T076 | 0.12 | 47.5036
DK_W_Offshore10 | . | S39 | . | T077 | 0.12 | 47.5036
DK_W_Offshore10 | . | S39 | . | T078 | 0.12 | 47.5036
DK_W_Offshore10 | . | S39 | . | T079 | 0.12 | 47.5036
DK_W_Offshore10 | . | S39 | . | T080 | 0.3 | 118.759
DK_W_Offshore10 | . | S39 | . | T081 | 0.19 | 75.2141
DK_W_Offshore10 | . | S39 | . | T082 | 0.19 | 75.2141
DK_W_Offshore10 | . | S39 | . | T083 | 0.3 | 118.759
DK_W_Offshore10 | . | S39 | . | T084 | 0.19 | 75.2141
DK_W_Offshore10 | . | S39 | . | T085 | 0.19 | 75.2141
DK_W_Offshore10 | . | S39 | . | T086 | 0.19 | 75.2141
DK_W_Offshore10 | . | S39 | . | T087 | 0.19 | 75.2141
DK_W_Offshore10 | . | S39 | . | T088 | 0.3 | 118.759
DK_W_Offshore10 | . | S39 | . | T089 | 0.3 | 118.759
DK_W_Offshore10 | . | S39 | . | T090 | 0.3 | 118.759
DK_W_Offshore10 | . | S39 | . | T091 | 0.3 | 118.759
DK_W_Offshore10 | . | S39 | . | T092 | 0.3 | 118.759
DK_W_Offshore10 | . | S39 | . | T093 | 0.3 | 118.759
DK_W_Offshore10 | . | S39 | . | T094 | 0.3 | 118.759
DK_W_Offshore10 | . | S39 | . | T095 | 0.3 | 118.759
DK_W_Offshore10 | . | S39 | . | T096 | 0.3 | 118.759
DK_W_Offshore10 | . | S39 | . | T097 | 0.19 | 75.2141
DK_W_Offshore10 | . | S39 | . | T098 | 0.19 | 75.2141
DK_W_Offshore10 | . | S39 | . | T099 | 0.19 | 75.2141
DK_W_Offshore10 | . | S39 | . | T100 | 0.19 | 75.2141
DK_W_Offshore10 | . | S39 | . | T101 | 0.19 | 75.2141
DK_W_Offshore10 | . | S39 | . | T102 | 0.19 | 75.2141
DK_W_Offshore10 | . | S39 | . | T103 | 0.12 | 47.5036
DK_W_Offshore10 | . | S39 | . | T104 | 0.12 | 47.5036
DK_W_Offshore10 | . | S39 | . | T105 | 0.06 | 23.7518
DK_W_Offshore10 | . | S39 | . | T106 | 0.06 | 23.7518
DK_W_Offshore10 | . | S39 | . | T107 | 0.06 | 23.7518
DK_W_Offshore10 | . | S39 | . | T108 | 0.06 | 23.7518
DK_W_Offshore10 | . | S39 | . | T109 | 0.06 | 23.7518
DK_W_Offshore10 | . | S39 | . | T110 | 0.03 | 11.8759
DK_W_Offshore10 | . | S39 | . | T111 | 0.03 | 11.8759
DK_W_Offshore10 | . | S39 | . | T112 | 0 | 0
DK_W_Offshore10 | . | S39 | . | T113 | 0 | 0
DK_W_Offshore10 | . | S39 | . | T114 | 0 | 0
DK_W_Offshore10 | . | S39 | . | T115 | 0 | 0
DK_W_Offshore10 | . | S39 | . | T116 | 0 | 0
DK_W_Offshore10 | . | S39 | . | T117 | 0 | 0
DK_W_Offshore10 | . | S39 | . | T118 | 0 | 0
DK_W_Offshore10 | . | S39 | . | T119 | 0 | 0
DK_W_Offshore10 | . | S39 | . | T120 | 0 | 0
DK_W_Offshore10 | . | S39 | . | T121 | 0.06 | 23.7518
DK_W_Offshore10 | . | S39 | . | T122 | 0.06 | 23.7518
DK_W_Offshore10 | . | S39 | . | T123 | 0.06 | 23.7518
DK_W_Offshore10 | . | S39 | . | T124 | 0.06 | 23.7518
DK_W_Offshore10 | . | S39 | . | T125 | 0.03 | 11.8759
DK_W_Offshore10 | . | S39 | . | T126 | 0 | 0
DK_W_Offshore10 | . | S39 | . | T127 | 0 | 0
DK_W_Offshore10 | . | S39 | . | T128 | 0 | 0
DK_W_Offshore10 | . | S39 | . | T129 | 0 | 0
DK_W_Offshore10 | . | S39 | . | T130 | 0 | 0
DK_W_Offshore10 | . | S39 | . | T131 | 0.03 | 11.8759
DK_W_Offshore10 | . | S39 | . | T132 | 0.06 | 23.7518
DK_W_Offshore10 | . | S39 | . | T133 | 0.12 | 47.5036
DK_W_Offshore10 | . | S39 | . | T134 | 0.19 | 75.2141
DK_W_Offshore10 | . | S39 | . | T135 | 0.19 | 75.2141
DK_W_Offshore10 | . | S39 | . | T136 | 0.19 | 75.2141
DK_W_Offshore10 | . | S39 | . | T137 | 0.3 | 118.759
DK_W_Offshore10 | . | S39 | . | T138 | 0.3 | 118.759
DK_W_Offshore10 | . | S39 | . | T139 | 0.3 | 118.759
DK_W_Offshore10 | . | S39 | . | T140 | 0.3 | 118.759
DK_W_Offshore10 | . | S39 | . | T141 | 0.3 | 118.759
DK_W_Offshore10 | . | S39 | . | T142 | 0.3 | 118.759
DK_W_Offshore10 | . | S39 | . | T143 | 0.19 | 75.2141
DK_W_Offshore10 | . | S39 | . | T144 | 0.19 | 75.2141
DK_W_Offshore10 | . | S39 | . | T145 | 0.12 | 47.5036
DK_W_Offshore10 | . | S39 | . | T146 | 0.12 | 47.5036
DK_W_Offshore10 | . | S39 | . | T147 | 0.06 | 23.7518
DK_W_Offshore10 | . | S39 | . | T148 | 0.06 | 23.7518
DK_W_Offshore10 | . | S39 | . | T149 | 0.06 | 23.7518
DK_W_Offshore10 | . | S39 | . | T150 | 0.06 | 23.7518
DK_W_Offshore10 | . | S39 | . | T151 | 0.12 | 47.5036
DK_W_Offshore10 | . | S39 | . | T152 | 0.12 | 47.5036
DK_W_Offshore10 | . | S39 | . | T153 | 0.19 | 75.2141
DK_W_Offshore10 | . | S39 | . | T154 | 0.3 | 118.759
DK_W_Offshore10 | . | S39 | . | T155 | 0.42 | 166.2627
DK_W_Offshore10 | . | S39 | . | T156 | 0.42 | 166.2627
DK_W_Offshore10 | . | S39 | . | T157 | 0.57 | 225.6422
DK_W_Offshore10 | . | S39 | . | T158 | 0.57 | 225.6422
DK_W_Offshore10 | . | S39 | . | T159 | 0.57 | 225.6422
DK_W_Offshore10 | . | S39 | . | T160 | 0.72 | 285.0217
DK_W_Offshore10 | . | S39 | . | T161 | 0.72 | 285.0217
DK_W_Offshore10 | . | S39 | . | T162 | 0.72 | 285.0217
DK_W_Offshore10 | . | S39 | . | T163 | 0.95 | 376.0703
DK_W_Offshore10 | . | S39 | . | T164 | 0.99 | 391.9049
DK_W_Offshore10 | . | S39 | . | T165 | 0.99 | 391.9049
DK_W_Offshore10 | . | S39 | . | T166 | 0.99 | 391.9049
DK_W_Offshore10 | . | S39 | . | T167 | 0.95 | 376.0703
DK_W_Offshore10 | . | S39 | . | T168 | 0.95 | 376.0703
DK_W_Offshore10 | . | S40 | . | T001 | 0.95 | 376.0703
DK_W_Offshore10 | . | S40 | . | T002 | 0.95 | 376.0703
DK_W_Offshore10 | . | S40 | . | T003 | 0.95 | 376.0703
DK_W_Offshore10 | . | S40 | . | T004 | 0.95 | 376.0703
DK_W_Offshore10 | . | S40 | . | T005 | 0.95 | 376.0703
DK_W_Offshore10 | . | S40 | . | T006 | 0.85 | 336.484
DK_W_Offshore10 | . | S40 | . | T007 | 0.72 | 285.0217
DK_W_Offshore10 | . | S40 | . | T008 | 0.42 | 166.2627
DK_W_Offshore10 | . | S40 | . | T009 | 0.42 | 166.2627
DK_W_Offshore10 | . | S40 | . | T010 | 0.3 | 118.759
DK_W_Offshore10 | . | S40 | . | T011 | 0.19 | 75.2141
DK_W_Offshore10 | . | S40 | . | T012 | 0.3 | 118.759
DK_W_Offshore10 | . | S40 | . | T013 | 0.3 | 118.759
DK_W_Offshore10 | . | S40 | . | T014 | 0.42 | 166.2627
DK_W_Offshore10 | . | S40 | . | T015 | 0.42 | 166.2627
DK_W_Offshore10 | . | S40 | . | T016 | 0.42 | 166.2627
DK_W_Offshore10 | . | S40 | . | T017 | 0.42 | 166.2627
DK_W_Offshore10 | . | S40 | . | T018 | 0.42 | 166.2627
DK_W_Offshore10 | . | S40 | . | T019 | 0.57 | 225.6422
DK_W_Offshore10 | . | S40 | . | T020 | 0.72 | 285.0217
DK_W_Offshore10 | . | S40 | . | T021 | 0.72 | 285.0217
DK_W_Offshore10 | . | S40 | . | T022 | 0.85 | 336.484
DK_W_Offshore10 | . | S40 | . | T023 | 0.99 | 391.9049
DK_W_Offshore10 | . | S40 | . | T024 | 0.99 | 391.9049
DK_W_Offshore10 | . | S40 | . | T025 | 1 | 395.8635
DK_W_Offshore10 | . | S40 | . | T026 | 1 | 395.8635
DK_W_Offshore10 | . | S40 | . | T027 | 1 | 395.8635
DK_W_Offshore10 | . | S40 | . | T028 | 1 | 395.8635
DK_W_Offshore10 | . | S40 | . | T029 | 1 | 395.8635
DK_W_Offshore10 | . | S40 | . | T030 | 1 | 395.8635
DK_W_Offshore10 | . | S40 | . | T031 | 1 | 395.8635
DK_W_Offshore10 | . | S40 | . | T032 | 1 | 395.8635
DK_W_Offshore10 | . | S40 | . | T033 | 1 | 395.8635
DK_W_Offshore10 | . | S40 | . | T034 | 1 | 395.8635
DK_W_Offshore10 | . | S40 | . | T035 | 1 | 395.8635
DK_W_Offshore10 | . | S40 | . | T036 | 1 | 395.8635
DK_W_Offshore10 | . | S40 | . | T037 | 1 | 395.8635
DK_W_Offshore10 | . | S40 | . | T038 | 1 | 395.8635
DK_W_Offshore10 | . | S40 | . | T039 | 1 | 395.8635
DK_W_Offshore10 | . | S40 | . | T040 | 1 | 395.8635
DK_W_Offshore10 | . | S40 | . | T041 | 1 | 395.8635
DK_W_Offshore10 | . | S40 | . | T042 | 1 | 395.8635
DK_W_Offshore10 | . | S40 | . | T043 | 1 | 395.8635
DK_W_Offshore10 | . | S40 | . | T044 | 1 | 395.8635
DK_W_Offshore10 | . | S40 | . | T045 | 1 | 395.8635
DK_W_Offshore10 | . | S40 | . | T046 | 1 | 395.8635
DK_W_Offshore10 | . | S40 | . | T047 | 1 | 395.8635
DK_W_Offshore10 | . | S40 | . | T048 | 1 | 395.8635
DK_W_Offshore10 | . | S40 | . | T049 | 1 | 395.8635
DK_W_Offshore10 | . | S40 | . | T050 | 1 | 395.8635
DK_W_Offshore10 | . | S40 | . | T051 | 1 | 395.8635
DK_W_Offshore10 | . | S40 | . | T052 | 1 | 395.8635
DK_W_Offshore10 | . | S40 | . | T053 | 1 | 395.8635
DK_W_Offshore10 | . | S40 | . | T054 | 1 | 395.8635
DK_W_Offshore10 | . | S40 | . | T055 | 1 | 395.8635
DK_W_Offshore10 | . | S40 | . | T056 | 1 | 395.8635
DK_W_Offshore10 | . | S40 | . | T057 | 1 | 395.8635
DK_W_Offshore10 | . | S40 | . | T058 | 1 | 395.8635
DK_W_Offshore10 | . | S40 | . | T059 | 0.99 | 391.9049
DK_W_Offshore10 | . | S40 | . | T060 | 0.95 | 376.0703
DK_W_Offshore10 | . | S40 | . | T061 | 0.95 | 376.0703
DK_W_Offshore10 | . | S40 | . | T062 | 0.85 | 336.484
DK_W_Offshore10 | . | S40 | . | T063 | 0.85 | 336.484
DK_W_Offshore10 | . | S40 | . | T064 | 0.85 | 336.484
DK_W_Offshore10 | . | S40 | . | T065 | 0.95 | 376.0703
DK_W_Offshore10 | . | S40 | . | T066 | 0.95 | 376.0703
DK_W_Offshore10 | . | S40 | . | T067 | 0.95 | 376.0703
DK_W_Offshore10 | . | S40 | . | T068 | 0.95 | 376.0703
DK_W_Offshore10 | . | S40 | . | T069 | 0.99 | 391.9049
DK_W_Offshore10 | . | S40 | . | T070 | 0.99 | 391.9049
DK_W_Offshore10 | . | S40 | . | T071 | 0.99 | 391.9049
DK_W_Offshore10 | . | S40 | . | T072 | 0.99 | 391.9049
DK_W_Offshore10 | . | S40 | . | T073 | 1 | 395.8635
DK_W_Offshore10 | . | S40 | . | T074 | 1 | 395.8635
DK_W_Offshore10 | . | S40 | . | T075 | 1 | 395.8635
DK_W_Offshore10 | . | S40 | . | T076 | 1 | 395.8635
DK_W_Offshore10 | . | S40 | . | T077 | 1 | 395.8635
DK_W_Offshore10 | . | S40 | . | T078 | 1 | 395.8635
DK_W_Offshore10 | . | S40 | . | T079 | 1 | 395.8635
DK_W_Offshore10 | . | S40 | . | T080 | 1 | 395.8635
DK_W_Offshore10 | . | S40 | . | T081 | 1 | 395.8635
DK_W_Offshore10 | . | S40 | . | T082 | 1 | 395.8635
DK_W_Offshore10 | . | S40 | . | T083 | 1 | 395.8635
DK_W_Offshore10 | . | S40 | . | T084 | 1 | 395.8635
DK_W_Offshore10 | . | S40 | . | T085 | 1 | 395.8635
DK_W_Offshore10 | . | S40 | . | T086 | 1 | 395.8635
DK_W_Offshore10 | . | S40 | . | T087 | 1 | 395.8635
DK_W_Offshore10 | . | S40 | . | T088 | 1 | 395.8635
DK_W_Offshore10 | . | S40 | . | T089 | 1 | 395.8635
DK_W_Offshore10 | . | S40 | . | T090 | 1 | 395.8635
DK_W_Offshore10 | . | S40 | . | T091 | 1 | 395.8635
DK_W_Offshore10 | . | S40 | . | T092 | 1 | 395.8635
DK_W_Offshore10 | . | S40 | . | T093 | 1 | 395.8635
DK_W_Offshore10 | . | S40 | . | T094 | 1 | 395.8635
DK_W_Offshore10 | . | S40 | . | T095 | 0.99 | 391.9049
DK_W_Offshore10 | . | S40 | . | T096 | 0.99 | 391.9049
DK_W_Offshore10 | . | S40 | . | T097 | 0.95 | 376.0703
DK_W_Offshore10 | . | S40 | . | T098 | 0.95 | 376.0703
DK_W_Offshore10 | . | S40 | . | T099 | 0.95 | 376.0703
DK_W_Offshore10 | . | S40 | . | T100 | 0.95 | 376.0703
DK_W_Offshore10 | . | S40 | . | T101 | 0.95 | 376.0703
DK_W_Offshore10 | . | S40 | . | T102 | 0.95 | 376.0703
DK_W_Offshore10 | . | S40 | . | T103 | 0.95 | 376.0703
DK_W_Offshore10 | . | S40 | . | T104 | 0.95 | 376.0703
DK_W_Offshore10 | . | S40 | . | T105 | 0.95 | 376.0703
DK_W_Offshore10 | . | S40 | . | T106 | 0.95 | 376.0703
DK_W_Offshore10 | . | S40 | . | T107 | 0.95 | 376.0703
DK_W_Offshore10 | . | S40 | . | T108 | 0.99 | 391.9049
DK_W_Offshore10 | . | S40 | . | T109 | 0.99 | 391.9049
DK_W_Offshore10 | . | S40 | . | T110 | 0.99 | 391.9049
DK_W_Offshore10 | . | S40 | . | T111 | 0.95 | 376.0703
DK_W_Offshore10 | . | S40 | . | T112 | 0.85 | 336.484
DK_W_Offshore10 | . | S40 | . | T113 | 0.85 | 336.484
DK_W_Offshore10 | . | S40 | . | T114 | 0.85 | 336.484
DK_W_Offshore10 | . | S40 | . | T115 | 0.85 | 336.484
DK_W_Offshore10 | . | S40 | . | T116 | 0.72 | 285.0217
DK_W_Offshore10 | . | S40 | . | T117 | 0.57 | 225.6422
DK_W_Offshore10 | . | S40 | . | T118 | 0.42 | 166.2627
DK_W_Offshore10 | . | S40 | . | T119 | 0.3 | 118.759
DK_W_Offshore10 | . | S40 | . | T120 | 0.19 | 75.2141
DK_W_Offshore10 | . | S40 | . | T121 | 0.12 | 47.5036
DK_W_Offshore10 | . | S40 | . | T122 | 0.12 | 47.5036
DK_W_Offshore10 | . | S40 | . | T123 | 0.19 | 75.2141
DK_W_Offshore10 | . | S40 | . | T124 | 0.19 | 75.2141
DK_W_Offshore10 | . | S40 | . | T125 | 0.19 | 75.2141
DK_W_Offshore10 | . | S40 | . | T126 | 0.3 | 118.759
DK_W_Offshore10 | . | S40 | . | T127 | 0.3 | 118.759
DK_W_Offshore10 | . | S40 | . | T128 | 0.42 | 166.2627
DK_W_Offshore10 | . | S40 | . | T129 | 0.42 | 166.2627
DK_W_Offshore10 | . | S40 | . | T130 | 0.42 | 166.2627
DK_W_Offshore10 | . | S40 | . | T131 | 0.42 | 166.2627
DK_W_Offshore10 | . | S40 | . | T132 | 0.42 | 166.2627
DK_W_Offshore10 | . | S40 | . | T133 | 0.42 | 166.2627
DK_W_Offshore10 | . | S40 | . | T134 | 0.42 | 166.2627
DK_W_Offshore10 | . | S40 | . | T135 | 0.42 | 166.2627
DK_W_Offshore10 | . | S40 | . | T136 | 0.42 | 166.2627
DK_W_Offshore10 | . | S40 | . | T137 | 0.42 | 166.2627
DK_W_Offshore10 | . | S40 | . | T138 | 0.42 | 166.2627
DK_W_Offshore10 | . | S40 | . | T139 | 0.42 | 166.2627
DK_W_Offshore10 | . | S40 | . | T140 | 0.3 | 118.759
DK_W_Offshore10 | . | S40 | . | T141 | 0.42 | 166.2627
DK_W_Offshore10 | . | S40 | . | T142 | 0.42 | 166.2627
DK_W_Offshore10 | . | S40 | . | T143 | 0.42 | 166.2627
DK_W_Offshore10 | . | S40 | . | T144 | 0.42 | 166.2627
DK_W_Offshore10 | . | S40 | . | T145 | 0.42 | 166.2627
DK_W_Offshore10 | . | S40 | . | T146 | 0.42 | 166.2627
DK_W_Offshore10 | . | S40 | . | T147 | 0.42 | 166.2627
DK_W_Offshore10 | . | S40 | . | T148 | 0.57 | 225.6422
DK_W_Offshore10 | . | S40 | . | T149 | 0.72 | 285.0217
DK_W_Offshore10 | . | S40 | . | T150 | 0.72 | 285.0217
DK_W_Offshore10 | . | S40 | . | T151 | 0.85 | 336.484
DK_W_Offshore10 | . | S40 | . | T152 | 0.85 | 336.484
DK_W_Offshore10 | . | S40 | . | T153 | 0.85 | 336.484
DK_W_Offshore10 | . | S40 | . | T154 | 0.85 | 336.484
DK_W_Offshore10 | . | S40 | . | T155 | 0.85 | 336.484
DK_W_Offshore10 | . | S40 | . | T156 | 0.85 | 336.484
DK_W_Offshore10 | . | S40 | . | T157 | 0.72 | 285.0217
DK_W_Offshore10 | . | S40 | . | T158 | 0.72 | 285.0217
DK_W_Offshore10 | . | S40 | . | T159 | 0.72 | 285.0217
DK_W_Offshore10 | . | S40 | . | T160 | 0.72 | 285.0217
DK_W_Offshore10 | . | S40 | . | T161 | 0.72 | 285.0217
DK_W_Offshore10 | . | S40 | . | T162 | 0.72 | 285.0217
DK_W_Offshore10 | . | S40 | . | T163 | 0.72 | 285.0217
DK_W_Offshore10 | . | S40 | . | T164 | 0.72 | 285.0217
DK_W_Offshore10 | . | S40 | . | T165 | 0.72 | 285.0217
DK_W_Offshore10 | . | S40 | . | T166 | 0.72 | 285.0217
DK_W_Offshore10 | . | S40 | . | T167 | 0.85 | 336.484
DK_W_Offshore10 | . | S40 | . | T168 | 0.95 | 376.0703
DK_W_Offshore10 | . | S41 | . | T001 | 0.95 | 376.0703
DK_W_Offshore10 | . | S41 | . | T002 | 0.95 | 376.0703
DK_W_Offshore10 | . | S41 | . | T003 | 0.95 | 376.0703
DK_W_Offshore10 | . | S41 | . | T004 | 0.85 | 336.484
DK_W_Offshore10 | . | S41 | . | T005 | 0.72 | 285.0217
DK_W_Offshore10 | . | S41 | . | T006 | 0.72 | 285.0217
DK_W_Offshore10 | . | S41 | . | T007 | 0.57 | 225.6422
DK_W_Offshore10 | . | S41 | . | T008 | 0.57 | 225.6422
DK_W_Offshore10 | . | S41 | . | T009 | 0.57 | 225.6422
DK_W_Offshore10 | . | S41 | . | T010 | 0.57 | 225.6422
DK_W_Offshore10 | . | S41 | . | T011 | 0.57 | 225.6422
DK_W_Offshore10 | . | S41 | . | T012 | 0.57 | 225.6422
DK_W_Offshore10 | . | S41 | . | T013 | 0.57 | 225.6422
DK_W_Offshore10 | . | S41 | . | T014 | 0.57 | 225.6422
DK_W_Offshore10 | . | S41 | . | T015 | 0.57 | 225.6422
DK_W_Offshore10 | . | S41 | . | T016 | 0.57 | 225.6422
DK_W_Offshore10 | . | S41 | . | T017 | 0.72 | 285.0217
DK_W_Offshore10 | . | S41 | . | T018 | 0.85 | 336.484
DK_W_Offshore10 | . | S41 | . | T019 | 0.85 | 336.484
DK_W_Offshore10 | . | S41 | . | T020 | 0.95 | 376.0703
DK_W_Offshore10 | . | S41 | . | T021 | 0.95 | 376.0703
DK_W_Offshore10 | . | S41 | . | T022 | 0.95 | 376.0703
DK_W_Offshore10 | . | S41 | . | T023 | 0.95 | 376.0703
DK_W_Offshore10 | . | S41 | . | T024 | 0.99 | 391.9049
DK_W_Offshore10 | . | S41 | . | T025 | 0.99 | 391.9049
DK_W_Offshore10 | . | S41 | . | T026 | 1 | 395.8635
DK_W_Offshore10 | . | S41 | . | T027 | 1 | 395.8635
DK_W_Offshore10 | . | S41 | . | T028 | 1 | 395.8635
DK_W_Offshore10 | . | S41 | . | T029 | 1 | 395.8635
DK_W_Offshore10 | . | S41 | . | T030 | 1 | 395.8635
DK_W_Offshore10 | . | S41 | . | T031 | 1 | 395.8635
DK_W_Offshore10 | . | S41 | . | T032 | 1 | 395.8635
DK_W_Offshore10 | . | S41 | . | T033 | 1 | 395.8635
DK_W_Offshore10 | . | S41 | . | T034 | 1 | 395.8635
DK_W_Offshore10 | . | S41 | . | T035 | 1 | 395.8635
DK_W_Offshore10 | . | S41 | . | T036 | 1 | 395.8635
DK_W_Offshore10 | . | S41 | . | T037 | 1 | 395.8635
DK_W_Offshore10 | . | S41 | . | T038 | 1 | 395.8635
DK_W_Offshore10 | . | S41 | . | T039 | 1 | 395.8635
DK_W_Offshore10 | . | S41 | . | T040 | 1 | 395.8635
DK_W_Offshore10 | . | S41 | . | T041 | 1 | 395.8635
DK_W_Offshore10 | . | S41 | . | T042 | 1 | 395.8635
DK_W_Offshore10 | . | S41 | . | T043 | 1 | 395.8635
DK_W_Offshore10 | . | S41 | . | T044 | 1 | 395.8635
DK_W_Offshore10 | . | S41 | . | T045 | 1 | 395.8635
DK_W_Offshore10 | . | S41 | . | T046 | 1 | 395.8635
DK_W_Offshore10 | . | S41 | . | T047 | 1 | 395.8635
DK_W_Offshore10 | . | S41 | . | T048 | 1 | 395.8635
DK_W_Offshore10 | . | S41 | . | T049 | 1 | 395.8635
DK_W_Offshore10 | . | S41 | . | T050 | 1 | 395.8635
DK_W_Offshore10 | . | S41 | . | T051 | 1 | 395.8635
DK_W_Offshore10 | . | S41 | . | T052 | 1 | 395.8635
DK_W_Offshore10 | . | S41 | . | T053 | 1 | 395.8635
DK_W_Offshore10 | . | S41 | . | T054 | 1 | 395.8635
DK_W_Offshore10 | . | S41 | . | T055 | 1 | 395.8635
DK_W_Offshore10 | . | S41 | . | T056 | 1 | 395.8635
DK_W_Offshore10 | . | S41 | . | T057 | 1 | 395.8635
DK_W_Offshore10 | . | S41 | . | T058 | 1 | 395.8635
DK_W_Offshore10 | . | S41 | . | T059 | 1 | 395.8635
DK_W_Offshore10 | . | S41 | . | T060 | 1 | 395.8635
DK_W_Offshore10 | . | S41 | . | T061 | 1 | 395.8635
DK_W_Offshore10 | . | S41 | . | T062 | 1 | 395.8635
DK_W_Offshore10 | . | S41 | . | T063 | 1 | 395.8635
DK_W_Offshore10 | . | S41 | . | T064 | 1 | 395.8635
DK_W_Offshore10 | . | S41 | . | T065 | 1 | 395.8635
DK_W_Offshore10 | . | S41 | . | T066 | 1 | 395.8635
DK_W_Offshore10 | . | S41 | . | T067 | 1 | 395.8635
DK_W_Offshore10 | . | S41 | . | T068 | 1 | 395.8635
DK_W_Offshore10 | . | S41 | . | T069 | 1 | 395.8635
DK_W_Offshore10 | . | S41 | . | T070 | 1 | 395.8635
DK_W_Offshore10 | . | S41 | . | T071 | 1 | 395.8635
DK_W_Offshore10 | . | S41 | . | T072 | 1 | 395.8635
DK_W_Offshore10 | . | S41 | . | T073 | 1 | 395.8635
DK_W_Offshore10 | . | S41 | . | T074 | 1 | 395.8635
DK_W_Offshore10 | . | S41 | . | T075 | 1 | 395.8635
DK_W_Offshore10 | . | S41 | . | T076 | 1 | 395.8635
DK_W_Offshore10 | . | S41 | . | T077 | 1 | 395.8635
DK_W_Offshore10 | . | S41 | . | T078 | 1 | 395.8635
DK_W_Offshore10 | . | S41 | . | T079 | 1 | 395.8635
DK_W_Offshore10 | . | S41 | . | T080 | 1 | 395.8635
DK_W_Offshore10 | . | S41 | . | T081 | 1 | 395.8635
DK_W_Offshore10 | . | S41 | . | T082 | 1 | 395.8635
DK_W_Offshore10 | . | S41 | . | T083 | 1 | 395.8635
DK_W_Offshore10 | . | S41 | . | T084 | 1 | 395.8635
DK_W_Offshore10 | . | S41 | . | T085 | 1 | 395.8635
DK_W_Offshore10 | . | S41 | . | T086 | 1 | 395.8635
DK_W_Offshore10 | . | S41 | . | T087 | 1 | 395.8635
DK_W_Offshore10 | . | S41 | . | T088 | 1 | 395.8635
DK_W_Offshore10 | . | S41 | . | T089 | 1 | 395.8635
DK_W_Offshore10 | . | S41 | . | T090 | 1 | 395.8635
DK_W_Offshore10 | . | S41 | . | T091 | 0.99 | 391.9049
DK_W_Offshore10 | . | S41 | . | T092 | 0.95 | 376.0703
DK_W_Offshore10 | . | S41 | . | T093 | 0.85 | 336.484
DK_W_Offshore10 | . | S41 | . | T094 | 0.72 | 285.0217
DK_W_Offshore10 | . | S41 | . | T095 | 0.72 | 285.0217
DK_W_Offshore10 | . | S41 | . | T096 | 0.57 | 225.6422
DK_W_Offshore10 | . | S41 | . | T097 | 0.57 | 225.6422
DK_W_Offshore10 | . | S41 | . | T098 | 0.57 | 225.6422
DK_W_Offshore10 | . | S41 | . | T099 | 0.42 | 166.2627
DK_W_Offshore10 | . | S41 | . | T100 | 0.3 | 118.759
DK_W_Offshore10 | . | S41 | . | T101 | 0.19 | 75.2141
DK_W_Offshore10 | . | S41 | . | T102 | 0.19 | 75.2141
DK_W_Offshore10 | . | S41 | . | T103 | 0.12 | 47.5036
DK_W_Offshore10 | . | S41 | . | T104 | 0.19 | 75.2141
DK_W_Offshore10 | . | S41 | . | T105 | 0.19 | 75.2141
DK_W_Offshore10 | . | S41 | . | T106 | 0.19 | 75.2141
DK_W_Offshore10 | . | S41 | . | T107 | 0.19 | 75.2141
DK_W_Offshore10 | . | S41 | . | T108 | 0.19 | 75.2141
DK_W_Offshore10 | . | S41 | . | T109 | 0.3 | 118.759
DK_W_Offshore10 | . | S41 | . | T110 | 0.42 | 166.2627
DK_W_Offshore10 | . | S41 | . | T111 | 0.57 | 225.6422
DK_W_Offshore10 | . | S41 | . | T112 | 0.57 | 225.6422
DK_W_Offshore10 | . | S41 | . | T113 | 0.72 | 285.0217
DK_W_Offshore10 | . | S41 | . | T114 | 0.72 | 285.0217
DK_W_Offshore10 | . | S41 | . | T115 | 0.85 | 336.484
DK_W_Offshore10 | . | S41 | . | T116 | 0.85 | 336.484
DK_W_Offshore10 | . | S41 | . | T117 | 0.85 | 336.484
DK_W_Offshore10 | . | S41 | . | T118 | 0.85 | 336.484
DK_W_Offshore10 | . | S41 | . | T119 | 0.85 | 336.484
DK_W_Offshore10 | . | S41 | . | T120 | 0.85 | 336.484
DK_W_Offshore10 | . | S41 | . | T121 | 0.85 | 336.484
DK_W_Offshore10 | . | S41 | . | T122 | 0.85 | 336.484
DK_W_Offshore10 | . | S41 | . | T123 | 0.95 | 376.0703
DK_W_Offshore10 | . | S41 | . | T124 | 0.95 | 376.0703
DK_W_Offshore10 | . | S41 | . | T125 | 0.95 | 376.0703
DK_W_Offshore10 | . | S41 | . | T126 | 0.85 | 336.484
DK_W_Offshore10 | . | S41 | . | T127 | 0.85 | 336.484
DK_W_Offshore10 | . | S41 | . | T128 | 0.85 | 336.484
DK_W_Offshore10 | . | S41 | . | T129 | 0.85 | 336.484
DK_W_Offshore10 | . | S41 | . | T130 | 0.85 | 336.484
DK_W_Offshore10 | . | S41 | . | T131 | 0.85 | 336.484
DK_W_Offshore10 | . | S41 | . | T132 | 0.85 | 336.484
DK_W_Offshore10 | . | S41 | . | T133 | 0.85 | 336.484
DK_W_Offshore10 | . | S41 | . | T134 | 0.85 | 336.484
DK_W_Offshore10 | . | S41 | . | T135 | 0.72 | 285.0217
DK_W_Offshore10 | . | S41 | . | T136 | 0.72 | 285.0217
DK_W_Offshore10 | . | S41 | . | T137 | 0.57 | 225.6422
DK_W_Offshore10 | . | S41 | . | T138 | 0.57 | 225.6422
DK_W_Offshore10 | . | S41 | . | T139 | 0.42 | 166.2627
DK_W_Offshore10 | . | S41 | . | T140 | 0.42 | 166.2627
DK_W_Offshore10 | . | S41 | . | T141 | 0.42 | 166.2627
DK_W_Offshore10 | . | S41 | . | T142 | 0.42 | 166.2627
DK_W_Offshore10 | . | S41 | . | T143 | 0.3 | 118.759
DK_W_Offshore10 | . | S41 | . | T144 | 0.3 | 118.759
DK_W_Offshore10 | . | S41 | . | T145 | 0.3 | 118.759
DK_W_Offshore10 | . | S41 | . | T146 | 0.42 | 166.2627
DK_W_Offshore10 | . | S41 | . | T147 | 0.57 | 225.6422
DK_W_Offshore10 | . | S41 | . | T148 | 0.57 | 225.6422
DK_W_Offshore10 | . | S41 | . | T149 | 0.57 | 225.6422
DK_W_Offshore10 | . | S41 | . | T150 | 0.57 | 225.6422
DK_W_Offshore10 | . | S41 | . | T151 | 0.42 | 166.2627
DK_W_Offshore10 | . | S41 | . | T152 | 0.42 | 166.2627
DK_W_Offshore10 | . | S41 | . | T153 | 0.42 | 166.2627
DK_W_Offshore10 | . | S41 | . | T154 | 0.42 | 166.2627
DK_W_Offshore10 | . | S41 | . | T155 | 0.3 | 118.759
DK_W_Offshore10 | . | S41 | . | T156 | 0.3 | 118.759
DK_W_Offshore10 | . | S41 | . | T157 | 0.3 | 118.759
DK_W_Offshore10 | . | S41 | . | T158 | 0.19 | 75.2141
DK_W_Offshore10 | . | S41 | . | T159 | 0.19 | 75.2141
DK_W_Offshore10 | . | S41 | . | T160 | 0.12 | 47.5036
DK_W_Offshore10 | . | S41 | . | T161 | 0.06 | 23.7518
DK_W_Offshore10 | . | S41 | . | T162 | 0.06 | 23.7518
DK_W_Offshore10 | . | S41 | . | T163 | 0.03 | 11.8759
DK_W_Offshore10 | . | S41 | . | T164 | 0.03 | 11.8759
DK_W_Offshore10 | . | S41 | . | T165 | 0 | 0
DK_W_Offshore10 | . | S41 | . | T166 | 0 | 0
DK_W_Offshore10 | . | S41 | . | T167 | 0 | 0
DK_W_Offshore10 | . | S41 | . | T168 | 0 | 0
DK_W_Offshore10 | . | S42 | . | T001 | 0 | 0
DK_W_Offshore10 | . | S42 | . | T002 | 0 | 0
DK_W_Offshore10 | . | S42 | . | T003 | 0 | 0
DK_W_Offshore10 | . | S42 | . | T004 | 0.06 | 23.7518
DK_W_Offshore10 | . | S42 | . | T005 | 0.12 | 47.5036
DK_W_Offshore10 | . | S42 | . | T006 | 0.19 | 75.2141
DK_W_Offshore10 | . | S42 | . | T007 | 0.19 | 75.2141
DK_W_Offshore10 | . | S42 | . | T008 | 0.3 | 118.759
DK_W_Offshore10 | . | S42 | . | T009 | 0.42 | 166.2627
DK_W_Offshore10 | . | S42 | . | T010 | 0.42 | 166.2627
DK_W_Offshore10 | . | S42 | . | T011 | 0.57 | 225.6422
DK_W_Offshore10 | . | S42 | . | T012 | 0.42 | 166.2627
DK_W_Offshore10 | . | S42 | . | T013 | 0.57 | 225.6422
DK_W_Offshore10 | . | S42 | . | T014 | 0.57 | 225.6422
DK_W_Offshore10 | . | S42 | . | T015 | 0.42 | 166.2627
DK_W_Offshore10 | . | S42 | . | T016 | 0.42 | 166.2627
DK_W_Offshore10 | . | S42 | . | T017 | 0.42 | 166.2627
DK_W_Offshore10 | . | S42 | . | T018 | 0.42 | 166.2627
DK_W_Offshore10 | . | S42 | . | T019 | 0.3 | 118.759
DK_W_Offshore10 | . | S42 | . | T020 | 0.42 | 166.2627
DK_W_Offshore10 | . | S42 | . | T021 | 0.3 | 118.759
DK_W_Offshore10 | . | S42 | . | T022 | 0.42 | 166.2627
DK_W_Offshore10 | . | S42 | . | T023 | 0.19 | 75.2141
DK_W_Offshore10 | . | S42 | . | T024 | 0.19 | 75.2141
DK_W_Offshore10 | . | S42 | . | T025 | 0.12 | 47.5036
DK_W_Offshore10 | . | S42 | . | T026 | 0.12 | 47.5036
DK_W_Offshore10 | . | S42 | . | T027 | 0.19 | 75.2141
DK_W_Offshore10 | . | S42 | . | T028 | 0.3 | 118.759
DK_W_Offshore10 | . | S42 | . | T029 | 0.57 | 225.6422
DK_W_Offshore10 | . | S42 | . | T030 | 0.72 | 285.0217
DK_W_Offshore10 | . | S42 | . | T031 | 0.85 | 336.484
DK_W_Offshore10 | . | S42 | . | T032 | 0.85 | 336.484
DK_W_Offshore10 | . | S42 | . | T033 | 0.72 | 285.0217
DK_W_Offshore10 | . | S42 | . | T034 | 0.57 | 225.6422
DK_W_Offshore10 | . | S42 | . | T035 | 0.57 | 225.6422
DK_W_Offshore10 | . | S42 | . | T036 | 0.57 | 225.6422
DK_W_Offshore10 | . | S42 | . | T037 | 0.42 | 166.2627
DK_W_Offshore10 | . | S42 | . | T038 | 0.42 | 166.2627
DK_W_Offshore10 | . | S42 | . | T039 | 0.42 | 166.2627
DK_W_Offshore10 | . | S42 | . | T040 | 0.42 | 166.2627
DK_W_Offshore10 | . | S42 | . | T041 | 0.57 | 225.6422
DK_W_Offshore10 | . | S42 | . | T042 | 0.57 | 225.6422
DK_W_Offshore10 | . | S42 | . | T043 | 0.57 | 225.6422
DK_W_Offshore10 | . | S42 | . | T044 | 0.57 | 225.6422
DK_W_Offshore10 | . | S42 | . | T045 | 0.57 | 225.6422
DK_W_Offshore10 | . | S42 | . | T046 | 0.57 | 225.6422
DK_W_Offshore10 | . | S42 | . | T047 | 0.72 | 285.0217
DK_W_Offshore10 | . | S42 | . | T048 | 0.72 | 285.0217
DK_W_Offshore10 | . | S42 | . | T049 | 0.72 | 285.0217
DK_W_Offshore10 | . | S42 | . | T050 | 0.72 | 285.0217
DK_W_Offshore10 | . | S42 | . | T051 | 0.72 | 285.0217
DK_W_Offshore10 | . | S42 | . | T052 | 0.57 | 225.6422
DK_W_Offshore10 | . | S42 | . | T053 | 0.57 | 225.6422
DK_W_Offshore10 | . | S42 | . | T054 | 0.42 | 166.2627
DK_W_Offshore10 | . | S42 | . | T055 | 0.42 | 166.2627
DK_W_Offshore10 | . | S42 | . | T056 | 0.57 | 225.6422
DK_W_Offshore10 | . | S42 | . | T057 | 0.3 | 118.759
DK_W_Offshore10 | . | S42 | . | T058 | 0.3 | 118.759
DK_W_Offshore10 | . | S42 | . | T059 | 0.3 | 118.759
DK_W_Offshore10 | . | S42 | . | T060 | 0.3 | 118.759
DK_W_Offshore10 | . | S42 | . | T061 | 0.3 | 118.759
DK_W_Offshore10 | . | S42 | . | T062 | 0.19 | 75.2141
DK_W_Offshore10 | . | S42 | . | T063 | 0.19 | 75.2141
DK_W_Offshore10 | . | S42 | . | T064 | 0.19 | 75.2141
DK_W_Offshore10 | . | S42 | . | T065 | 0.12 | 47.5036
DK_W_Offshore10 | . | S42 | . | T066 | 0.12 | 47.5036
DK_W_Offshore10 | . | S42 | . | T067 | 0.12 | 47.5036
DK_W_Offshore10 | . | S42 | . | T068 | 0.06 | 23.7518
DK_W_Offshore10 | . | S42 | . | T069 | 0.06 | 23.7518
DK_W_Offshore10 | . | S42 | . | T070 | 0.03 | 11.8759
DK_W_Offshore10 | . | S42 | . | T071 | 0.03 | 11.8759
DK_W_Offshore10 | . | S42 | . | T072 | 0.03 | 11.8759
DK_W_Offshore10 | . | S42 | . | T073 | 0 | 0
DK_W_Offshore10 | . | S42 | . | T074 | 0 | 0
DK_W_Offshore10 | . | S42 | . | T075 | 0 | 0
DK_W_Offshore10 | . | S42 | . | T076 | 0 | 0
DK_W_Offshore10 | . | S42 | . | T077 | 0.03 | 11.8759
DK_W_Offshore10 | . | S42 | . | T078 | 0.03 | 11.8759
DK_W_Offshore10 | . | S42 | . | T079 | 0.06 | 23.7518
DK_W_Offshore10 | . | S42 | . | T080 | 0.12 | 47.5036
DK_W_Offshore10 | . | S42 | . | T081 | 0.19 | 75.2141
DK_W_Offshore10 | . | S42 | . | T082 | 0.3 | 118.759
DK_W_Offshore10 | . | S42 | . | T083 | 0.42 | 166.2627
DK_W_Offshore10 | . | S42 | . | T084 | 0.42 | 166.2627
DK_W_Offshore10 | . | S42 | . | T085 | 0.42 | 166.2627
DK_W_Offshore10 | . | S42 | . | T086 | 0.42 | 166.2627
DK_W_Offshore10 | . | S42 | . | T087 | 0.42 | 166.2627
DK_W_Offshore10 | . | S42 | . | T088 | 0.57 | 225.6422
DK_W_Offshore10 | . | S42 | . | T089 | 0.57 | 225.6422
DK_W_Offshore10 | . | S42 | . | T090 | 0.57 | 225.6422
DK_W_Offshore10 | . | S42 | . | T091 | 0.72 | 285.0217
DK_W_Offshore10 | . | S42 | . | T092 | 0.72 | 285.0217
DK_W_Offshore10 | . | S42 | . | T093 | 0.85 | 336.484
DK_W_Offshore10 | . | S42 | . | T094 | 0.85 | 336.484
DK_W_Offshore10 | . | S42 | . | T095 | 0.85 | 336.484
DK_W_Offshore10 | . | S42 | . | T096 | 0.95 | 376.0703
DK_W_Offshore10 | . | S42 | . | T097 | 0.95 | 376.0703
DK_W_Offshore10 | . | S42 | . | T098 | 0.95 | 376.0703
DK_W_Offshore10 | . | S42 | . | T099 | 0.95 | 376.0703
DK_W_Offshore10 | . | S42 | . | T100 | 0.85 | 336.484
DK_W_Offshore10 | . | S42 | . | T101 | 0.85 | 336.484
DK_W_Offshore10 | . | S42 | . | T102 | 0.85 | 336.484
DK_W_Offshore10 | . | S42 | . | T103 | 0.85 | 336.484
DK_W_Offshore10 | . | S42 | . | T104 | 0.85 | 336.484
DK_W_Offshore10 | . | S42 | . | T105 | 0.72 | 285.0217
DK_W_Offshore10 | . | S42 | . | T106 | 0.72 | 285.0217
DK_W_Offshore10 | . | S42 | . | T107 | 0.85 | 336.484
DK_W_Offshore10 | . | S42 | . | T108 | 0.85 | 336.484
DK_W_Offshore10 | . | S42 | . | T109 | 0.85 | 336.484
DK_W_Offshore10 | . | S42 | . | T110 | 0.85 | 336.484
DK_W_Offshore10 | . | S42 | . | T111 | 0.85 | 336.484
DK_W_Offshore10 | . | S42 | . | T112 | 0.85 | 336.484
DK_W_Offshore10 | . | S42 | . | T113 | 0.85 | 336.484
DK_W_Offshore10 | . | S42 | . | T114 | 0.72 | 285.0217
DK_W_Offshore10 | . | S42 | . | T115 | 0.72 | 285.0217
DK_W_Offshore10 | . | S42 | . | T116 | 0.72 | 285.0217
DK_W_Offshore10 | . | S42 | . | T117 | 0.72 | 285.0217
DK_W_Offshore10 | . | S42 | . | T118 | 0.72 | 285.0217
DK_W_Offshore10 | . | S42 | . | T119 | 0.72 | 285.0217
DK_W_Offshore10 | . | S42 | . | T120 | 0.72 | 285.0217
DK_W_Offshore10 | . | S42 | . | T121 | 0.72 | 285.0217
DK_W_Offshore10 | . | S42 | . | T122 | 0.57 | 225.6422
DK_W_Offshore10 | . | S42 | . | T123 | 0.57 | 225.6422
DK_W_Offshore10 | . | S42 | . | T124 | 0.57 | 225.6422
DK_W_Offshore10 | . | S42 | . | T125 | 0.72 | 285.0217
DK_W_Offshore10 | . | S42 | . | T126 | 0.72 | 285.0217
DK_W_Offshore10 | . | S42 | . | T127 | 0.72 | 285.0217
DK_W_Offshore10 | . | S42 | . | T128 | 0.72 | 285.0217
DK_W_Offshore10 | . | S42 | . | T129 | 0.72 | 285.0217
DK_W_Offshore10 | . | S42 | . | T130 | 0.57 | 225.6422
DK_W_Offshore10 | . | S42 | . | T131 | 0.57 | 225.6422
DK_W_Offshore10 | . | S42 | . | T132 | 0.57 | 225.6422
DK_W_Offshore10 | . | S42 | . | T133 | 0.42 | 166.2627
DK_W_Offshore10 | . | S42 | . | T134 | 0.42 | 166.2627
DK_W_Offshore10 | . | S42 | . | T135 | 0.42 | 166.2627
DK_W_Offshore10 | . | S42 | . | T136 | 0.42 | 166.2627
DK_W_Offshore10 | . | S42 | . | T137 | 0.42 | 166.2627
DK_W_Offshore10 | . | S42 | . | T138 | 0.42 | 166.2627
DK_W_Offshore10 | . | S42 | . | T139 | 0.3 | 118.759
DK_W_Offshore10 | . | S42 | . | T140 | 0.3 | 118.759
DK_W_Offshore10 | . | S42 | . | T141 | 0.3 | 118.759
DK_W_Offshore10 | . | S42 | . | T142 | 0.42 | 166.2627
DK_W_Offshore10 | . | S42 | . | T143 | 0.42 | 166.2627
DK_W_Offshore10 | . | S42 | . | T144 | 0.57 | 225.6422
DK_W_Offshore10 | . | S42 | . | T145 | 0.57 | 225.6422
DK_W_Offshore10 | . | S42 | . | T146 | 0.57 | 225.6422
DK_W_Offshore10 | . | S42 | . | T147 | 0.57 | 225.6422
DK_W_Offshore10 | . | S42 | . | T148 | 0.57 | 225.6422
DK_W_Offshore10 | . | S42 | . | T149 | 0.72 | 285.0217
DK_W_Offshore10 | . | S42 | . | T150 | 0.72 | 285.0217
DK_W_Offshore10 | . | S42 | . | T151 | 0.72 | 285.0217
DK_W_Offshore10 | . | S42 | . | T152 | 0.85 | 336.484
DK_W_Offshore10 | . | S42 | . | T153 | 0.85 | 336.484
DK_W_Offshore10 | . | S42 | . | T154 | 0.85 | 336.484
DK_W_Offshore10 | . | S42 | . | T155 | 0.85 | 336.484
DK_W_Offshore10 | . | S42 | . | T156 | 0.85 | 336.484
DK_W_Offshore10 | . | S42 | . | T157 | 0.85 | 336.484
DK_W_Offshore10 | . | S42 | . | T158 | 0.95 | 376.0703
DK_W_Offshore10 | . | S42 | . | T159 | 0.95 | 376.0703
DK_W_Offshore10 | . | S42 | . | T160 | 0.95 | 376.0703
DK_W_Offshore10 | . | S42 | . | T161 | 0.95 | 376.0703
DK_W_Offshore10 | . | S42 | . | T162 | 0.95 | 376.0703
DK_W_Offshore10 | . | S42 | . | T163 | 0.95 | 376.0703
DK_W_Offshore10 | . | S42 | . | T164 | 0.95 | 376.0703
DK_W_Offshore10 | . | S42 | . | T165 | 0.85 | 336.484
DK_W_Offshore10 | . | S42 | . | T166 | 0.85 | 336.484
DK_W_Offshore10 | . | S42 | . | T167 | 0.85 | 336.484
DK_W_Offshore10 | . | S42 | . | T168 | 0.72 | 285.0217
DK_W_Offshore10 | . | S43 | . | T001 | 0.72 | 285.0217
DK_W_Offshore10 | . | S43 | . | T002 | 0.72 | 285.0217
DK_W_Offshore10 | . | S43 | . | T003 | 0.72 | 285.0217
DK_W_Offshore10 | . | S43 | . | T004 | 0.72 | 285.0217
DK_W_Offshore10 | . | S43 | . | T005 | 0.72 | 285.0217
DK_W_Offshore10 | . | S43 | . | T006 | 0.85 | 336.484
DK_W_Offshore10 | . | S43 | . | T007 | 0.85 | 336.484
DK_W_Offshore10 | . | S43 | . | T008 | 0.85 | 336.484
DK_W_Offshore10 | . | S43 | . | T009 | 0.85 | 336.484
DK_W_Offshore10 | . | S43 | . | T010 | 0.85 | 336.484
DK_W_Offshore10 | . | S43 | . | T011 | 0.72 | 285.0217
DK_W_Offshore10 | . | S43 | . | T012 | 0.72 | 285.0217
DK_W_Offshore10 | . | S43 | . | T013 | 0.72 | 285.0217
DK_W_Offshore10 | . | S43 | . | T014 | 0.57 | 225.6422
DK_W_Offshore10 | . | S43 | . | T015 | 0.57 | 225.6422
DK_W_Offshore10 | . | S43 | . | T016 | 0.42 | 166.2627
DK_W_Offshore10 | . | S43 | . | T017 | 0.42 | 166.2627
DK_W_Offshore10 | . | S43 | . | T018 | 0.42 | 166.2627
DK_W_Offshore10 | . | S43 | . | T019 | 0.42 | 166.2627
DK_W_Offshore10 | . | S43 | . | T020 | 0.42 | 166.2627
DK_W_Offshore10 | . | S43 | . | T021 | 0.42 | 166.2627
DK_W_Offshore10 | . | S43 | . | T022 | 0.57 | 225.6422
DK_W_Offshore10 | . | S43 | . | T023 | 0.57 | 225.6422
DK_W_Offshore10 | . | S43 | . | T024 | 0.72 | 285.0217
DK_W_Offshore10 | . | S43 | . | T025 | 0.72 | 285.0217
DK_W_Offshore10 | . | S43 | . | T026 | 0.72 | 285.0217
DK_W_Offshore10 | . | S43 | . | T027 | 0.57 | 225.6422
DK_W_Offshore10 | . | S43 | . | T028 | 0.57 | 225.6422
DK_W_Offshore10 | . | S43 | . | T029 | 0.72 | 285.0217
DK_W_Offshore10 | . | S43 | . | T030 | 0.72 | 285.0217
DK_W_Offshore10 | . | S43 | . | T031 | 0.72 | 285.0217
DK_W_Offshore10 | . | S43 | . | T032 | 0.72 | 285.0217
DK_W_Offshore10 | . | S43 | . | T033 | 0.72 | 285.0217
DK_W_Offshore10 | . | S43 | . | T034 | 0.72 | 285.0217
DK_W_Offshore10 | . | S43 | . | T035 | 0.72 | 285.0217
DK_W_Offshore10 | . | S43 | . | T036 | 0.72 | 285.0217
DK_W_Offshore10 | . | S43 | . | T037 | 0.72 | 285.0217
DK_W_Offshore10 | . | S43 | . | T038 | 0.72 | 285.0217
DK_W_Offshore10 | . | S43 | . | T039 | 0.72 | 285.0217
DK_W_Offshore10 | . | S43 | . | T040 | 0.72 | 285.0217
DK_W_Offshore10 | . | S43 | . | T041 | 0.72 | 285.0217
DK_W_Offshore10 | . | S43 | . | T042 | 0.72 | 285.0217
DK_W_Offshore10 | . | S43 | . | T043 | 0.72 | 285.0217
DK_W_Offshore10 | . | S43 | . | T044 | 0.72 | 285.0217
DK_W_Offshore10 | . | S43 | . | T045 | 0.72 | 285.0217
DK_W_Offshore10 | . | S43 | . | T046 | 0.72 | 285.0217
DK_W_Offshore10 | . | S43 | . | T047 | 0.72 | 285.0217
DK_W_Offshore10 | . | S43 | . | T048 | 0.85 | 336.484
DK_W_Offshore10 | . | S43 | . | T049 | 0.85 | 336.484
DK_W_Offshore10 | . | S43 | . | T050 | 0.85 | 336.484
DK_W_Offshore10 | . | S43 | . | T051 | 0.95 | 376.0703
DK_W_Offshore10 | . | S43 | . | T052 | 0.95 | 376.0703
DK_W_Offshore10 | . | S43 | . | T053 | 0.95 | 376.0703
DK_W_Offshore10 | . | S43 | . | T054 | 0.95 | 376.0703
DK_W_Offshore10 | . | S43 | . | T055 | 0.95 | 376.0703
DK_W_Offshore10 | . | S43 | . | T056 | 0.95 | 376.0703
DK_W_Offshore10 | . | S43 | . | T057 | 0.95 | 376.0703
DK_W_Offshore10 | . | S43 | . | T058 | 0.95 | 376.0703
DK_W_Offshore10 | . | S43 | . | T059 | 0.95 | 376.0703
DK_W_Offshore10 | . | S43 | . | T060 | 0.95 | 376.0703
DK_W_Offshore10 | . | S43 | . | T061 | 0.99 | 391.9049
DK_W_Offshore10 | . | S43 | . | T062 | 0.99 | 391.9049
DK_W_Offshore10 | . | S43 | . | T063 | 0.99 | 391.9049
DK_W_Offshore10 | . | S43 | . | T064 | 0.99 | 391.9049
DK_W_Offshore10 | . | S43 | . | T065 | 0.95 | 376.0703
DK_W_Offshore10 | . | S43 | . | T066 | 0.99 | 391.9049
DK_W_Offshore10 | . | S43 | . | T067 | 0.99 | 391.9049
DK_W_Offshore10 | . | S43 | . | T068 | 1 | 395.8635
DK_W_Offshore10 | . | S43 | . | T069 | 1 | 395.8635
DK_W_Offshore10 | . | S43 | . | T070 | 1 | 395.8635
DK_W_Offshore10 | . | S43 | . | T071 | 1 | 395.8635
DK_W_Offshore10 | . | S43 | . | T072 | 1 | 395.8635
DK_W_Offshore10 | . | S43 | . | T073 | 1 | 395.8635
DK_W_Offshore10 | . | S43 | . | T074 | 1 | 395.8635
DK_W_Offshore10 | . | S43 | . | T075 | 1 | 395.8635
DK_W_Offshore10 | . | S43 | . | T076 | 1 | 395.8635
DK_W_Offshore10 | . | S43 | . | T077 | 1 | 395.8635
DK_W_Offshore10 | . | S43 | . | T078 | 0.99 | 391.9049
DK_W_Offshore10 | . | S43 | . | T079 | 0.99 | 391.9049
DK_W_Offshore10 | . | S43 | . | T080 | 0.95 | 376.0703
DK_W_Offshore10 | . | S43 | . | T081 | 0.95 | 376.0703
DK_W_Offshore10 | . | S43 | . | T082 | 0.95 | 376.0703
DK_W_Offshore10 | . | S43 | . | T083 | 0.85 | 336.484
DK_W_Offshore10 | . | S43 | . | T084 | 0.85 | 336.484
DK_W_Offshore10 | . | S43 | . | T085 | 0.72 | 285.0217
DK_W_Offshore10 | . | S43 | . | T086 | 0.72 | 285.0217
DK_W_Offshore10 | . | S43 | . | T087 | 0.57 | 225.6422
DK_W_Offshore10 | . | S43 | . | T088 | 0.57 | 225.6422
DK_W_Offshore10 | . | S43 | . | T089 | 0.57 | 225.6422
DK_W_Offshore10 | . | S43 | . | T090 | 0.57 | 225.6422
DK_W_Offshore10 | . | S43 | . | T091 | 0.57 | 225.6422
DK_W_Offshore10 | . | S43 | . | T092 | 0.57 | 225.6422
DK_W_Offshore10 | . | S43 | . | T093 | 0.57 | 225.6422
DK_W_Offshore10 | . | S43 | . | T094 | 0.57 | 225.6422
DK_W_Offshore10 | . | S43 | . | T095 | 0.42 | 166.2627
DK_W_Offshore10 | . | S43 | . | T096 | 0.42 | 166.2627
DK_W_Offshore10 | . | S43 | . | T097 | 0.42 | 166.2627
DK_W_Offshore10 | . | S43 | . | T098 | 0.42 | 166.2627
DK_W_Offshore10 | . | S43 | . | T099 | 0.42 | 166.2627
DK_W_Offshore10 | . | S43 | . | T100 | 0.42 | 166.2627
DK_W_Offshore10 | . | S43 | . | T101 | 0.42 | 166.2627
DK_W_Offshore10 | . | S43 | . | T102 | 0.42 | 166.2627
DK_W_Offshore10 | . | S43 | . | T103 | 0.42 | 166.2627
DK_W_Offshore10 | . | S43 | . | T104 | 0.42 | 166.2627
DK_W_Offshore10 | . | S43 | . | T105 | 0.3 | 118.759
DK_W_Offshore10 | . | S43 | . | T106 | 0.3 | 118.759
DK_W_Offshore10 | . | S43 | . | T107 | 0.3 | 118.759
DK_W_Offshore10 | . | S43 | . | T108 | 0.3 | 118.759
DK_W_Offshore10 | . | S43 | . | T109 | 0.3 | 118.759
DK_W_Offshore10 | . | S43 | . | T110 | 0.42 | 166.2627
DK_W_Offshore10 | . | S43 | . | T111 | 0.42 | 166.2627
DK_W_Offshore10 | . | S43 | . | T112 | 0.42 | 166.2627
DK_W_Offshore10 | . | S43 | . | T113 | 0.57 | 225.6422
DK_W_Offshore10 | . | S43 | . | T114 | 0.57 | 225.6422
DK_W_Offshore10 | . | S43 | . | T115 | 0.57 | 225.6422
DK_W_Offshore10 | . | S43 | . | T116 | 0.72 | 285.0217
DK_W_Offshore10 | . | S43 | . | T117 | 0.72 | 285.0217
DK_W_Offshore10 | . | S43 | . | T118 | 0.85 | 336.484
DK_W_Offshore10 | . | S43 | . | T119 | 0.85 | 336.484
DK_W_Offshore10 | . | S43 | . | T120 | 0.85 | 336.484
DK_W_Offshore10 | . | S43 | . | T121 | 0.85 | 336.484
DK_W_Offshore10 | . | S43 | . | T122 | 0.85 | 336.484
DK_W_Offshore10 | . | S43 | . | T123 | 0.85 | 336.484
DK_W_Offshore10 | . | S43 | . | T124 | 0.95 | 376.0703
DK_W_Offshore10 | . | S43 | . | T125 | 0.95 | 376.0703
DK_W_Offshore10 | . | S43 | . | T126 | 0.95 | 376.0703
DK_W_Offshore10 | . | S43 | . | T127 | 0.95 | 376.0703
DK_W_Offshore10 | . | S43 | . | T128 | 0.95 | 376.0703
DK_W_Offshore10 | . | S43 | . | T129 | 0.99 | 391.9049
DK_W_Offshore10 | . | S43 | . | T130 | 0.99 | 391.9049
DK_W_Offshore10 | . | S43 | . | T131 | 0.99 | 391.9049
DK_W_Offshore10 | . | S43 | . | T132 | 0.99 | 391.9049
DK_W_Offshore10 | . | S43 | . | T133 | 1 | 395.8635
DK_W_Offshore10 | . | S43 | . | T134 | 1 | 395.8635
DK_W_Offshore10 | . | S43 | . | T135 | 1 | 395.8635
DK_W_Offshore10 | . | S43 | . | T136 | 1 | 395.8635
DK_W_Offshore10 | . | S43 | . | T137 | 1 | 395.8635
DK_W_Offshore10 | . | S43 | . | T138 | 1 | 395.8635
DK_W_Offshore10 | . | S43 | . | T139 | 1 | 395.8635
DK_W_Offshore10 | . | S43 | . | T140 | 1 | 395.8635
DK_W_Offshore10 | . | S43 | . | T141 | 1 | 395.8635
DK_W_Offshore10 | . | S43 | . | T142 | 1 | 395.8635
DK_W_Offshore10 | . | S43 | . | T143 | 1 | 395.8635
DK_W_Offshore10 | . | S43 | . | T144 | 1 | 395.8635
DK_W_Offshore10 | . | S43 | . | T145 | 1 | 395.8635
DK_W_Offshore10 | . | S43 | . | T146 | 1 | 395.8635
DK_W_Offshore10 | . | S43 | . | T147 | 0.99 | 391.9049
DK_W_Offshore10 | . | S43 | . | T148 | 0.95 | 376.0703
DK_W_Offshore10 | . | S43 | . | T149 | 0.95 | 376.0703
DK_W_Offshore10 | . | S43 | . | T150 | 0.85 | 336.484
DK_W_Offshore10 | . | S43 | . | T151 | 0.85 | 336.484
DK_W_Offshore10 | . | S43 | . | T152 | 0.85 | 336.484
DK_W_Offshore10 | . | S43 | . | T153 | 0.85 | 336.484
DK_W_Offshore10 | . | S43 | . | T154 | 0.85 | 336.484
DK_W_Offshore10 | . | S43 | . | T155 | 0.85 | 336.484
DK_W_Offshore10 | . | S43 | . | T156 | 0.85 | 336.484
DK_W_Offshore10 | . | S43 | . | T157 | 0.85 | 336.484
DK_W_Offshore10 | . | S43 | . | T158 | 0.85 | 336.484
DK_W_Offshore10 | . | S43 | . | T159 | 0.95 | 376.0703
DK_W_Offshore10 | . | S43 | . | T160 | 0.95 | 376.0703
DK_W_Offshore10 | . | S43 | . | T161 | 0.95 | 376.0703
DK_W_Offshore10 | . | S43 | . | T162 | 0.99 | 391.9049
DK_W_Offshore10 | . | S43 | . | T163 | 0.99 | 391.9049
DK_W_Offshore10 | . | S43 | . | T164 | 1 | 395.8635
DK_W_Offshore10 | . | S43 | . | T165 | 1 | 395.8635
DK_W_Offshore10 | . | S43 | . | T166 | 1 | 395.8635
DK_W_Offshore10 | . | S43 | . | T167 | 1 | 395.8635
DK_W_Offshore10 | . | S43 | . | T168 | 1 | 395.8635
DK_W_Offshore10 | . | S44 | . | T001 | 1 | 395.8635
DK_W_Offshore10 | . | S44 | . | T002 | 1 | 395.8635
DK_W_Offshore10 | . | S44 | . | T003 | 1 | 395.8635
DK_W_Offshore10 | . | S44 | . | T004 | 1 | 395.8635
DK_W_Offshore10 | . | S44 | . | T005 | 1 | 395.8635
DK_W_Offshore10 | . | S44 | . | T006 | 1 | 395.8635
DK_W_Offshore10 | . | S44 | . | T007 | 1 | 395.8635
DK_W_Offshore10 | . | S44 | . | T008 | 1 | 395.8635
DK_W_Offshore10 | . | S44 | . | T009 | 1 | 395.8635
DK_W_Offshore10 | . | S44 | . | T010 | 1 | 395.8635
DK_W_Offshore10 | . | S44 | . | T011 | 1 | 395.8635
DK_W_Offshore10 | . | S44 | . | T012 | 1 | 395.8635
DK_W_Offshore10 | . | S44 | . | T013 | 1 | 395.8635
DK_W_Offshore10 | . | S44 | . | T014 | 0.99 | 391.9049
DK_W_Offshore10 | . | S44 | . | T015 | 0.95 | 376.0703
DK_W_Offshore10 | . | S44 | . | T016 | 0.95 | 376.0703
DK_W_Offshore10 | . | S44 | . | T017 | 0.95 | 376.0703
DK_W_Offshore10 | . | S44 | . | T018 | 0.95 | 376.0703
DK_W_Offshore10 | . | S44 | . | T019 | 0.95 | 376.0703
DK_W_Offshore10 | . | S44 | . | T020 | 0.95 | 376.0703
DK_W_Offshore10 | . | S44 | . | T021 | 0.95 | 376.0703
DK_W_Offshore10 | . | S44 | . | T022 | 0.95 | 376.0703
DK_W_Offshore10 | . | S44 | . | T023 | 0.95 | 376.0703
DK_W_Offshore10 | . | S44 | . | T024 | 0.95 | 376.0703
DK_W_Offshore10 | . | S44 | . | T025 | 0.95 | 376.0703
DK_W_Offshore10 | . | S44 | . | T026 | 0.95 | 376.0703
DK_W_Offshore10 | . | S44 | . | T027 | 0.95 | 376.0703
DK_W_Offshore10 | . | S44 | . | T028 | 0.95 | 376.0703
DK_W_Offshore10 | . | S44 | . | T029 | 0.95 | 376.0703
DK_W_Offshore10 | . | S44 | . | T030 | 0.95 | 376.0703
DK_W_Offshore10 | . | S44 | . | T031 | 0.85 | 336.484
DK_W_Offshore10 | . | S44 | . | T032 | 0.95 | 376.0703
DK_W_Offshore10 | . | S44 | . | T033 | 0.95 | 376.0703
DK_W_Offshore10 | . | S44 | . | T034 | 0.99 | 391.9049
DK_W_Offshore10 | . | S44 | . | T035 | 0.99 | 391.9049
DK_W_Offshore10 | . | S44 | . | T036 | 0.99 | 391.9049
DK_W_Offshore10 | . | S44 | . | T037 | 1 | 395.8635
DK_W_Offshore10 | . | S44 | . | T038 | 1 | 395.8635
DK_W_Offshore10 | . | S44 | . | T039 | 1 | 395.8635
DK_W_Offshore10 | . | S44 | . | T040 | 1 | 395.8635
DK_W_Offshore10 | . | S44 | . | T041 | 1 | 395.8635
DK_W_Offshore10 | . | S44 | . | T042 | 1 | 395.8635
DK_W_Offshore10 | . | S44 | . | T043 | 1 | 395.8635
DK_W_Offshore10 | . | S44 | . | T044 | 1 | 395.8635
DK_W_Offshore10 | . | S44 | . | T045 | 1 | 395.8635
DK_W_Offshore10 | . | S44 | . | T046 | 1 | 395.8635
DK_W_Offshore10 | . | S44 | . | T047 | 1 | 395.8635
DK_W_Offshore10 | . | S44 | . | T048 | 1 | 395.8635
DK_W_Offshore10 | . | S44 | . | T049 | 1 | 395.8635
DK_W_Offshore10 | . | S44 | . | T050 | 1 | 395.8635
DK_W_Offshore10 | . | S44 | . | T051 | 1 | 395.8635
DK_W_Offshore10 | . | S44 | . | T052 | 1 | 395.8635
DK_W_Offshore10 | . | S44 | . | T053 | 1 | 395.8635
DK_W_Offshore10 | . | S44 | . | T054 | 1 | 395.8635
DK_W_Offshore10 | . | S44 | . | T055 | 1 | 395.8635
DK_W_Offshore10 | . | S44 | . | T056 | 1 | 395.8635
DK_W_Offshore10 | . | S44 | . | T057 | 1 | 395.8635
DK_W_Offshore10 | . | S44 | . | T058 | 1 | 395.8635
DK_W_Offshore10 | . | S44 | . | T059 | 1 | 395.8635
DK_W_Offshore10 | . | S44 | . | T060 | 1 | 395.8635
DK_W_Offshore10 | . | S44 | . | T061 | 1 | 395.8635
DK_W_Offshore10 | . | S44 | . | T062 | 1 | 395.8635
DK_W_Offshore10 | . | S44 | . | T063 | 1 | 395.8635
DK_W_Offshore10 | . | S44 | . | T064 | 1 | 395.8635
DK_W_Offshore10 | . | S44 | . | T065 | 1 | 395.8635
DK_W_Offshore10 | . | S44 | . | T066 | 1 | 395.8635
DK_W_Offshore10 | . | S44 | . | T067 | 1 | 395.8635
DK_W_Offshore10 | . | S44 | . | T068 | 1 | 395.8635
DK_W_Offshore10 | . | S44 | . | T069 | 1 | 395.8635
DK_W_Offshore10 | . | S44 | . | T070 | 1 | 395.8635
DK_W_Offshore10 | . | S44 | . | T071 | 1 | 395.8635
DK_W_Offshore10 | . | S44 | . | T072 | 1 | 395.8635
DK_W_Offshore10 | . | S44 | . | T073 | 1 | 395.8635
DK_W_Offshore10 | . | S44 | . | T074 | 1 | 395.8635
DK_W_Offshore10 | . | S44 | . | T075 | 1 | 395.8635
DK_W_Offshore10 | . | S44 | . | T076 | 1 | 395.8635
DK_W_Offshore10 | . | S44 | . | T077 | 1 | 395.8635
DK_W_Offshore10 | . | S44 | . | T078 | 1 | 395.8635
DK_W_Offshore10 | . | S44 | . | T079 | 1 | 395.8635
DK_W_Offshore10 | . | S44 | . | T080 | 1 | 395.8635
DK_W_Offshore10 | . | S44 | . | T081 | 1 | 395.8635
DK_W_Offshore10 | . | S44 | . | T082 | 1 | 395.8635
DK_W_Offshore10 | . | S44 | . | T083 | 1 | 395.8635
DK_W_Offshore10 | . | S44 | . | T084 | 1 | 395.8635
DK_W_Offshore10 | . | S44 | . | T085 | 1 | 395.8635
DK_W_Offshore10 | . | S44 | . | T086 | 1 | 395.8635
DK_W_Offshore10 | . | S44 | . | T087 | 1 | 395.8635
DK_W_Offshore10 | . | S44 | . | T088 | 1 | 395.8635
DK_W_Offshore10 | . | S44 | . | T089 | 1 | 395.8635
DK_W_Offshore10 | . | S44 | . | T090 | 1 | 395.8635
DK_W_Offshore10 | . | S44 | . | T091 | 1 | 395.8635
DK_W_Offshore10 | . | S44 | . | T092 | 1 | 395.8635
DK_W_Offshore10 | . | S44 | . | T093 | 1 | 395.8635
DK_W_Offshore10 | . | S44 | . | T094 | 1 | 395.8635
DK_W_Offshore10 | . | S44 | . | T095 | 1 | 395.8635
DK_W_Offshore10 | . | S44 | . | T096 | 1 | 395.8635
DK_W_Offshore10 | . | S44 | . | T097 | 1 | 395.8635
DK_W_Offshore10 | . | S44 | . | T098 | 1 | 395.8635
DK_W_Offshore10 | . | S44 | . | T099 | 1 | 395.8635
DK_W_Offshore10 | . | S44 | . | T100 | 1 | 395.8635
DK_W_Offshore10 | . | S44 | . | T101 | 1 | 395.8635
DK_W_Offshore10 | . | S44 | . | T102 | 1 | 395.8635
DK_W_Offshore10 | . | S44 | . | T103 | 1 | 395.8635
DK_W_Offshore10 | . | S44 | . | T104 | 1 | 395.8635
DK_W_Offshore10 | . | S44 | . | T105 | 1 | 395.8635
DK_W_Offshore10 | . | S44 | . | T106 | 1 | 395.8635
DK_W_Offshore10 | . | S44 | . | T107 | 1 | 395.8635
DK_W_Offshore10 | . | S44 | . | T108 | 1 | 395.8635
DK_W_Offshore10 | . | S44 | . | T109 | 1 | 395.8635
DK_W_Offshore10 | . | S44 | . | T110 | 1 | 395.8635
DK_W_Offshore10 | . | S44 | . | T111 | 1 | 395.8635
DK_W_Offshore10 | . | S44 | . | T112 | 0.99 | 391.9049
DK_W_Offshore10 | . | S44 | . | T113 | 0.95 | 376.0703
DK_W_Offshore10 | . | S44 | . | T114 | 0.85 | 336.484
DK_W_Offshore10 | . | S44 | . | T115 | 0.72 | 285.0217
DK_W_Offshore10 | . | S44 | . | T116 | 0.72 | 285.0217
DK_W_Offshore10 | . | S44 | . | T117 | 0.72 | 285.0217
DK_W_Offshore10 | . | S44 | . | T118 | 0.72 | 285.0217
DK_W_Offshore10 | . | S44 | . | T119 | 0.85 | 336.484
DK_W_Offshore10 | . | S44 | . | T120 | 0.85 | 336.484
DK_W_Offshore10 | . | S44 | . | T121 | 0.85 | 336.484
DK_W_Offshore10 | . | S44 | . | T122 | 0.85 | 336.484
DK_W_Offshore10 | . | S44 | . | T123 | 0.72 | 285.0217
DK_W_Offshore10 | . | S44 | . | T124 | 0.72 | 285.0217
DK_W_Offshore10 | . | S44 | . | T125 | 0.57 | 225.6422
DK_W_Offshore10 | . | S44 | . | T126 | 0.42 | 166.2627
DK_W_Offshore10 | . | S44 | . | T127 | 0.42 | 166.2627
DK_W_Offshore10 | . | S44 | . | T128 | 0.3 | 118.759
DK_W_Offshore10 | . | S44 | . | T129 | 0.42 | 166.2627
DK_W_Offshore10 | . | S44 | . | T130 | 0.57 | 225.6422
DK_W_Offshore10 | . | S44 | . | T131 | 0.57 | 225.6422
DK_W_Offshore10 | . | S44 | . | T132 | 0.57 | 225.6422
DK_W_Offshore10 | . | S44 | . | T133 | 0.57 | 225.6422
DK_W_Offshore10 | . | S44 | . | T134 | 0.57 | 225.6422
DK_W_Offshore10 | . | S44 | . | T135 | 0.57 | 225.6422
DK_W_Offshore10 | . | S44 | . | T136 | 0.57 | 225.6422
DK_W_Offshore10 | . | S44 | . | T137 | 0.72 | 285.0217
DK_W_Offshore10 | . | S44 | . | T138 | 0.72 | 285.0217
DK_W_Offshore10 | . | S44 | . | T139 | 0.72 | 285.0217
DK_W_Offshore10 | . | S44 | . | T140 | 0.72 | 285.0217
DK_W_Offshore10 | . | S44 | . | T141 | 0.85 | 336.484
DK_W_Offshore10 | . | S44 | . | T142 | 0.85 | 336.484
DK_W_Offshore10 | . | S44 | . | T143 | 0.85 | 336.484
DK_W_Offshore10 | . | S44 | . | T144 | 0.85 | 336.484
DK_W_Offshore10 | . | S44 | . | T145 | 0.85 | 336.484
DK_W_Offshore10 | . | S44 | . | T146 | 0.95 | 376.0703
DK_W_Offshore10 | . | S44 | . | T147 | 0.85 | 336.484
DK_W_Offshore10 | . | S44 | . | T148 | 0.85 | 336.484
DK_W_Offshore10 | . | S44 | . | T149 | 0.85 | 336.484
DK_W_Offshore10 | . | S44 | . | T150 | 0.85 | 336.484
DK_W_Offshore10 | . | S44 | . | T151 | 0.85 | 336.484
DK_W_Offshore10 | . | S44 | . | T152 | 0.95 | 376.0703
DK_W_Offshore10 | . | S44 | . | T153 | 0.95 | 376.0703
DK_W_Offshore10 | . | S44 | . | T154 | 0.85 | 336.484
DK_W_Offshore10 | . | S44 | . | T155 | 0.85 | 336.484
DK_W_Offshore10 | . | S44 | . | T156 | 0.85 | 336.484
DK_W_Offshore10 | . | S44 | . | T157 | 0.85 | 336.484
DK_W_Offshore10 | . | S44 | . | T158 | 0.85 | 336.484
DK_W_Offshore10 | . | S44 | . | T159 | 0.85 | 336.484
DK_W_Offshore10 | . | S44 | . | T160 | 0.85 | 336.484
DK_W_Offshore10 | . | S44 | . | T161 | 0.85 | 336.484
DK_W_Offshore10 | . | S44 | . | T162 | 0.85 | 336.484
DK_W_Offshore10 | . | S44 | . | T163 | 0.85 | 336.484
DK_W_Offshore10 | . | S44 | . | T164 | 0.85 | 336.484
DK_W_Offshore10 | . | S44 | . | T165 | 0.72 | 285.0217
DK_W_Offshore10 | . | S44 | . | T166 | 0.72 | 285.0217
DK_W_Offshore10 | . | S44 | . | T167 | 0.85 | 336.484
DK_W_Offshore10 | . | S44 | . | T168 | 0.85 | 336.484
DK_W_Offshore10 | . | S45 | . | T001 | 0.85 | 336.484
DK_W_Offshore10 | . | S45 | . | T002 | 0.85 | 336.484
DK_W_Offshore10 | . | S45 | . | T003 | 0.85 | 336.484
DK_W_Offshore10 | . | S45 | . | T004 | 0.85 | 336.484
DK_W_Offshore10 | . | S45 | . | T005 | 0.85 | 336.484
DK_W_Offshore10 | . | S45 | . | T006 | 0.85 | 336.484
DK_W_Offshore10 | . | S45 | . | T007 | 0.95 | 376.0703
DK_W_Offshore10 | . | S45 | . | T008 | 0.95 | 376.0703
DK_W_Offshore10 | . | S45 | . | T009 | 0.95 | 376.0703
DK_W_Offshore10 | . | S45 | . | T010 | 0.95 | 376.0703
DK_W_Offshore10 | . | S45 | . | T011 | 0.95 | 376.0703
DK_W_Offshore10 | . | S45 | . | T012 | 0.99 | 391.9049
DK_W_Offshore10 | . | S45 | . | T013 | 1 | 395.8635
DK_W_Offshore10 | . | S45 | . | T014 | 1 | 395.8635
DK_W_Offshore10 | . | S45 | . | T015 | 1 | 395.8635
DK_W_Offshore10 | . | S45 | . | T016 | 1 | 395.8635
DK_W_Offshore10 | . | S45 | . | T017 | 1 | 395.8635
DK_W_Offshore10 | . | S45 | . | T018 | 1 | 395.8635
DK_W_Offshore10 | . | S45 | . | T019 | 1 | 395.8635
DK_W_Offshore10 | . | S45 | . | T020 | 1 | 395.8635
DK_W_Offshore10 | . | S45 | . | T021 | 1 | 395.8635
DK_W_Offshore10 | . | S45 | . | T022 | 1 | 395.8635
DK_W_Offshore10 | . | S45 | . | T023 | 1 | 395.8635
DK_W_Offshore10 | . | S45 | . | T024 | 1 | 395.8635
DK_W_Offshore10 | . | S45 | . | T025 | 1 | 395.8635
DK_W_Offshore10 | . | S45 | . | T026 | 1 | 395.8635
DK_W_Offshore10 | . | S45 | . | T027 | 1 | 395.8635
DK_W_Offshore10 | . | S45 | . | T028 | 1 | 395.8635
DK_W_Offshore10 | . | S45 | . | T029 | 0.99 | 391.9049
DK_W_Offshore10 | . | S45 | . | T030 | 1 | 395.8635
DK_W_Offshore10 | . | S45 | . | T031 | 1 | 395.8635
DK_W_Offshore10 | . | S45 | . | T032 | 1 | 395.8635
DK_W_Offshore10 | . | S45 | . | T033 | 1 | 395.8635
DK_W_Offshore10 | . | S45 | . | T034 | 1 | 395.8635
DK_W_Offshore10 | . | S45 | . | T035 | 1 | 395.8635
DK_W_Offshore10 | . | S45 | . | T036 | 0.99 | 391.9049
DK_W_Offshore10 | . | S45 | . | T037 | 0.99 | 391.9049
DK_W_Offshore10 | . | S45 | . | T038 | 0.95 | 376.0703
DK_W_Offshore10 | . | S45 | . | T039 | 0.72 | 285.0217
DK_W_Offshore10 | . | S45 | . | T040 | 0.57 | 225.6422
DK_W_Offshore10 | . | S45 | . | T041 | 0.57 | 225.6422
DK_W_Offshore10 | . | S45 | . | T042 | 0.57 | 225.6422
DK_W_Offshore10 | . | S45 | . | T043 | 0.57 | 225.6422
DK_W_Offshore10 | . | S45 | . | T044 | 0.72 | 285.0217
DK_W_Offshore10 | . | S45 | . | T045 | 0.72 | 285.0217
DK_W_Offshore10 | . | S45 | . | T046 | 0.72 | 285.0217
DK_W_Offshore10 | . | S45 | . | T047 | 0.85 | 336.484
DK_W_Offshore10 | . | S45 | . | T048 | 0.85 | 336.484
DK_W_Offshore10 | . | S45 | . | T049 | 0.95 | 376.0703
DK_W_Offshore10 | . | S45 | . | T050 | 1 | 395.8635
DK_W_Offshore10 | . | S45 | . | T051 | 1 | 395.8635
DK_W_Offshore10 | . | S45 | . | T052 | 1 | 395.8635
DK_W_Offshore10 | . | S45 | . | T053 | 1 | 395.8635
DK_W_Offshore10 | . | S45 | . | T054 | 1 | 395.8635
DK_W_Offshore10 | . | S45 | . | T055 | 1 | 395.8635
DK_W_Offshore10 | . | S45 | . | T056 | 1 | 395.8635
DK_W_Offshore10 | . | S45 | . | T057 | 1 | 395.8635
DK_W_Offshore10 | . | S45 | . | T058 | 1 | 395.8635
DK_W_Offshore10 | . | S45 | . | T059 | 1 | 395.8635
DK_W_Offshore10 | . | S45 | . | T060 | 1 | 395.8635
DK_W_Offshore10 | . | S45 | . | T061 | 1 | 395.8635
DK_W_Offshore10 | . | S45 | . | T062 | 1 | 395.8635
DK_W_Offshore10 | . | S45 | . | T063 | 1 | 395.8635
DK_W_Offshore10 | . | S45 | . | T064 | 1 | 395.8635
DK_W_Offshore10 | . | S45 | . | T065 | 1 | 395.8635
DK_W_Offshore10 | . | S45 | . | T066 | 1 | 395.8635
DK_W_Offshore10 | . | S45 | . | T067 | 1 | 395.8635
DK_W_Offshore10 | . | S45 | . | T068 | 1 | 395.8635
DK_W_Offshore10 | . | S45 | . | T069 | 1 | 395.8635
DK_W_Offshore10 | . | S45 | . | T070 | 0.99 | 391.9049
DK_W_Offshore10 | . | S45 | . | T071 | 0.95 | 376.0703
DK_W_Offshore10 | . | S45 | . | T072 | 0.95 | 376.0703
DK_W_Offshore10 | . | S45 | . | T073 | 0.85 | 336.484
DK_W_Offshore10 | . | S45 | . | T074 | 0.72 | 285.0217
DK_W_Offshore10 | . | S45 | . | T075 | 0.72 | 285.0217
DK_W_Offshore10 | . | S45 | . | T076 | 0.57 | 225.6422
DK_W_Offshore10 | . | S45 | . | T077 | 0.42 | 166.2627
DK_W_Offshore10 | . | S45 | . | T078 | 0.42 | 166.2627
DK_W_Offshore10 | . | S45 | . | T079 | 0.42 | 166.2627
DK_W_Offshore10 | . | S45 | . | T080 | 0.57 | 225.6422
DK_W_Offshore10 | . | S45 | . | T081 | 0.85 | 336.484
DK_W_Offshore10 | . | S45 | . | T082 | 0.95 | 376.0703
DK_W_Offshore10 | . | S45 | . | T083 | 0.95 | 376.0703
DK_W_Offshore10 | . | S45 | . | T084 | 0.99 | 391.9049
DK_W_Offshore10 | . | S45 | . | T085 | 0.99 | 391.9049
DK_W_Offshore10 | . | S45 | . | T086 | 0.99 | 391.9049
DK_W_Offshore10 | . | S45 | . | T087 | 0.99 | 391.9049
DK_W_Offshore10 | . | S45 | . | T088 | 0.95 | 376.0703
DK_W_Offshore10 | . | S45 | . | T089 | 0.95 | 376.0703
DK_W_Offshore10 | . | S45 | . | T090 | 0.85 | 336.484
DK_W_Offshore10 | . | S45 | . | T091 | 0.85 | 336.484
DK_W_Offshore10 | . | S45 | . | T092 | 0.85 | 336.484
DK_W_Offshore10 | . | S45 | . | T093 | 0.72 | 285.0217
DK_W_Offshore10 | . | S45 | . | T094 | 0.57 | 225.6422
DK_W_Offshore10 | . | S45 | . | T095 | 0.57 | 225.6422
DK_W_Offshore10 | . | S45 | . | T096 | 0.42 | 166.2627
DK_W_Offshore10 | . | S45 | . | T097 | 0.3 | 118.759
DK_W_Offshore10 | . | S45 | . | T098 | 0.3 | 118.759
DK_W_Offshore10 | . | S45 | . | T099 | 0.3 | 118.759
DK_W_Offshore10 | . | S45 | . | T100 | 0.42 | 166.2627
DK_W_Offshore10 | . | S45 | . | T101 | 0.42 | 166.2627
DK_W_Offshore10 | . | S45 | . | T102 | 0.57 | 225.6422
DK_W_Offshore10 | . | S45 | . | T103 | 0.57 | 225.6422
DK_W_Offshore10 | . | S45 | . | T104 | 0.57 | 225.6422
DK_W_Offshore10 | . | S45 | . | T105 | 0.57 | 225.6422
DK_W_Offshore10 | . | S45 | . | T106 | 0.57 | 225.6422
DK_W_Offshore10 | . | S45 | . | T107 | 0.57 | 225.6422
DK_W_Offshore10 | . | S45 | . | T108 | 0.57 | 225.6422
DK_W_Offshore10 | . | S45 | . | T109 | 0.57 | 225.6422
DK_W_Offshore10 | . | S45 | . | T110 | 0.57 | 225.6422
DK_W_Offshore10 | . | S45 | . | T111 | 0.42 | 166.2627
DK_W_Offshore10 | . | S45 | . | T112 | 0.42 | 166.2627
DK_W_Offshore10 | . | S45 | . | T113 | 0.57 | 225.6422
DK_W_Offshore10 | . | S45 | . | T114 | 0.72 | 285.0217
DK_W_Offshore10 | . | S45 | . | T115 | 0.95 | 376.0703
DK_W_Offshore10 | . | S45 | . | T116 | 1 | 395.8635
DK_W_Offshore10 | . | S45 | . | T117 | 1 | 395.8635
DK_W_Offshore10 | . | S45 | . | T118 | 1 | 395.8635
DK_W_Offshore10 | . | S45 | . | T119 | 1 | 395.8635
DK_W_Offshore10 | . | S45 | . | T120 | 1 | 395.8635
DK_W_Offshore10 | . | S45 | . | T121 | 1 | 395.8635
DK_W_Offshore10 | . | S45 | . | T122 | 1 | 395.8635
DK_W_Offshore10 | . | S45 | . | T123 | 1 | 395.8635
DK_W_Offshore10 | . | S45 | . | T124 | 1 | 395.8635
DK_W_Offshore10 | . | S45 | . | T125 | 1 | 395.8635
DK_W_Offshore10 | . | S45 | . | T126 | 1 | 395.8635
DK_W_Offshore10 | . | S45 | . | T127 | 1 | 395.8635
DK_W_Offshore10 | . | S45 | . | T128 | 1 | 395.8635
DK_W_Offshore10 | . | S45 | . | T129 | 1 | 395.8635
DK_W_Offshore10 | . | S45 | . | T130 | 0.99 | 391.9049
DK_W_Offshore10 | . | S45 | . | T131 | 0.95 | 376.0703
DK_W_Offshore10 | . | S45 | . | T132 | 0.85 | 336.484
DK_W_Offshore10 | . | S45 | . | T133 | 0.57 | 225.6422
DK_W_Offshore10 | . | S45 | . | T134 | 0.42 | 166.2627
DK_W_Offshore10 | . | S45 | . | T135 | 0.42 | 166.2627
DK_W_Offshore10 | . | S45 | . | T136 | 0.42 | 166.2627
DK_W_Offshore10 | . | S45 | . | T137 | 0.42 | 166.2627
DK_W_Offshore10 | . | S45 | . | T138 | 0.42 | 166.2627
DK_W_Offshore10 | . | S45 | . | T139 | 0.3 | 118.759
DK_W_Offshore10 | . | S45 | . | T140 | 0.3 | 118.759
DK_W_Offshore10 | . | S45 | . | T141 | 0.19 | 75.2141
DK_W_Offshore10 | . | S45 | . | T142 | 0.19 | 75.2141
DK_W_Offshore10 | . | S45 | . | T143 | 0.19 | 75.2141
DK_W_Offshore10 | . | S45 | . | T144 | 0.12 | 47.5036
DK_W_Offshore10 | . | S45 | . | T145 | 0.06 | 23.7518
DK_W_Offshore10 | . | S45 | . | T146 | 0.06 | 23.7518
DK_W_Offshore10 | . | S45 | . | T147 | 0.12 | 47.5036
DK_W_Offshore10 | . | S45 | . | T148 | 0.19 | 75.2141
DK_W_Offshore10 | . | S45 | . | T149 | 0.19 | 75.2141
DK_W_Offshore10 | . | S45 | . | T150 | 0.19 | 75.2141
DK_W_Offshore10 | . | S45 | . | T151 | 0.3 | 118.759
DK_W_Offshore10 | . | S45 | . | T152 | 0.42 | 166.2627
DK_W_Offshore10 | . | S45 | . | T153 | 0.72 | 285.0217
DK_W_Offshore10 | . | S45 | . | T154 | 0.85 | 336.484
DK_W_Offshore10 | . | S45 | . | T155 | 0.95 | 376.0703
DK_W_Offshore10 | . | S45 | . | T156 | 0.99 | 391.9049
DK_W_Offshore10 | . | S45 | . | T157 | 1 | 395.8635
DK_W_Offshore10 | . | S45 | . | T158 | 1 | 395.8635
DK_W_Offshore10 | . | S45 | . | T159 | 1 | 395.8635
DK_W_Offshore10 | . | S45 | . | T160 | 1 | 395.8635
DK_W_Offshore10 | . | S45 | . | T161 | 1 | 395.8635
DK_W_Offshore10 | . | S45 | . | T162 | 1 | 395.8635
DK_W_Offshore10 | . | S45 | . | T163 | 1 | 395.8635
DK_W_Offshore10 | . | S45 | . | T164 | 1 | 395.8635
DK_W_Offshore10 | . | S45 | . | T165 | 1 | 395.8635
DK_W_Offshore10 | . | S45 | . | T166 | 1 | 395.8635
DK_W_Offshore10 | . | S45 | . | T167 | 1 | 395.8635
DK_W_Offshore10 | . | S45 | . | T168 | 1 | 395.8635
DK_W_Offshore10 | . | S46 | . | T001 | 1 | 395.8635
DK_W_Offshore10 | . | S46 | . | T002 | 1 | 395.8635
DK_W_Offshore10 | . | S46 | . | T003 | 0.99 | 391.9049
DK_W_Offshore10 | . | S46 | . | T004 | 0.99 | 391.9049
DK_W_Offshore10 | . | S46 | . | T005 | 0.95 | 376.0703
DK_W_Offshore10 | . | S46 | . | T006 | 0.95 | 376.0703
DK_W_Offshore10 | . | S46 | . | T007 | 0.85 | 336.484
DK_W_Offshore10 | . | S46 | . | T008 | 0.72 | 285.0217
DK_W_Offshore10 | . | S46 | . | T009 | 0.85 | 336.484
DK_W_Offshore10 | . | S46 | . | T010 | 0.85 | 336.484
DK_W_Offshore10 | . | S46 | . | T011 | 0.85 | 336.484
DK_W_Offshore10 | . | S46 | . | T012 | 0.95 | 376.0703
DK_W_Offshore10 | . | S46 | . | T013 | 0.95 | 376.0703
DK_W_Offshore10 | . | S46 | . | T014 | 0.99 | 391.9049
DK_W_Offshore10 | . | S46 | . | T015 | 0.95 | 376.0703
DK_W_Offshore10 | . | S46 | . | T016 | 0.95 | 376.0703
DK_W_Offshore10 | . | S46 | . | T017 | 0.95 | 376.0703
DK_W_Offshore10 | . | S46 | . | T018 | 0.95 | 376.0703
DK_W_Offshore10 | . | S46 | . | T019 | 0.95 | 376.0703
DK_W_Offshore10 | . | S46 | . | T020 | 0.95 | 376.0703
DK_W_Offshore10 | . | S46 | . | T021 | 0.85 | 336.484
DK_W_Offshore10 | . | S46 | . | T022 | 0.85 | 336.484
DK_W_Offshore10 | . | S46 | . | T023 | 0.72 | 285.0217
DK_W_Offshore10 | . | S46 | . | T024 | 0.72 | 285.0217
DK_W_Offshore10 | . | S46 | . | T025 | 0.57 | 225.6422
DK_W_Offshore10 | . | S46 | . | T026 | 0.57 | 225.6422
DK_W_Offshore10 | . | S46 | . | T027 | 0.57 | 225.6422
DK_W_Offshore10 | . | S46 | . | T028 | 0.72 | 285.0217
DK_W_Offshore10 | . | S46 | . | T029 | 0.72 | 285.0217
DK_W_Offshore10 | . | S46 | . | T030 | 0.57 | 225.6422
DK_W_Offshore10 | . | S46 | . | T031 | 0.57 | 225.6422
DK_W_Offshore10 | . | S46 | . | T032 | 0.57 | 225.6422
DK_W_Offshore10 | . | S46 | . | T033 | 0.72 | 285.0217
DK_W_Offshore10 | . | S46 | . | T034 | 0.72 | 285.0217
DK_W_Offshore10 | . | S46 | . | T035 | 0.57 | 225.6422
DK_W_Offshore10 | . | S46 | . | T036 | 0.57 | 225.6422
DK_W_Offshore10 | . | S46 | . | T037 | 0.57 | 225.6422
DK_W_Offshore10 | . | S46 | . | T038 | 0.57 | 225.6422
DK_W_Offshore10 | . | S46 | . | T039 | 0.72 | 285.0217
DK_W_Offshore10 | . | S46 | . | T040 | 0.85 | 336.484
DK_W_Offshore10 | . | S46 | . | T041 | 0.85 | 336.484
DK_W_Offshore10 | . | S46 | . | T042 | 0.85 | 336.484
DK_W_Offshore10 | . | S46 | . | T043 | 0.85 | 336.484
DK_W_Offshore10 | . | S46 | . | T044 | 0.85 | 336.484
DK_W_Offshore10 | . | S46 | . | T045 | 0.95 | 376.0703
DK_W_Offshore10 | . | S46 | . | T046 | 0.95 | 376.0703
DK_W_Offshore10 | . | S46 | . | T047 | 0.95 | 376.0703
DK_W_Offshore10 | . | S46 | . | T048 | 0.95 | 376.0703
DK_W_Offshore10 | . | S46 | . | T049 | 0.85 | 336.484
DK_W_Offshore10 | . | S46 | . | T050 | 0.85 | 336.484
DK_W_Offshore10 | . | S46 | . | T051 | 0.72 | 285.0217
DK_W_Offshore10 | . | S46 | . | T052 | 0.72 | 285.0217
DK_W_Offshore10 | . | S46 | . | T053 | 0.72 | 285.0217
DK_W_Offshore10 | . | S46 | . | T054 | 0.72 | 285.0217
DK_W_Offshore10 | . | S46 | . | T055 | 0.72 | 285.0217
DK_W_Offshore10 | . | S46 | . | T056 | 0.72 | 285.0217
DK_W_Offshore10 | . | S46 | . | T057 | 0.57 | 225.6422
DK_W_Offshore10 | . | S46 | . | T058 | 0.42 | 166.2627
DK_W_Offshore10 | . | S46 | . | T059 | 0.3 | 118.759
DK_W_Offshore10 | . | S46 | . | T060 | 0.3 | 118.759
DK_W_Offshore10 | . | S46 | . | T061 | 0.42 | 166.2627
DK_W_Offshore10 | . | S46 | . | T062 | 0.42 | 166.2627
DK_W_Offshore10 | . | S46 | . | T063 | 0.42 | 166.2627
DK_W_Offshore10 | . | S46 | . | T064 | 0.42 | 166.2627
DK_W_Offshore10 | . | S46 | . | T065 | 0.57 | 225.6422
DK_W_Offshore10 | . | S46 | . | T066 | 0.72 | 285.0217
DK_W_Offshore10 | . | S46 | . | T067 | 0.85 | 336.484
DK_W_Offshore10 | . | S46 | . | T068 | 0.95 | 376.0703
DK_W_Offshore10 | . | S46 | . | T069 | 0.99 | 391.9049
DK_W_Offshore10 | . | S46 | . | T070 | 0.99 | 391.9049
DK_W_Offshore10 | . | S46 | . | T071 | 1 | 395.8635
DK_W_Offshore10 | . | S46 | . | T072 | 1 | 395.8635
DK_W_Offshore10 | . | S46 | . | T073 | 1 | 395.8635
DK_W_Offshore10 | . | S46 | . | T074 | 1 | 395.8635
DK_W_Offshore10 | . | S46 | . | T075 | 1 | 395.8635
DK_W_Offshore10 | . | S46 | . | T076 | 1 | 395.8635
DK_W_Offshore10 | . | S46 | . | T077 | 1 | 395.8635
DK_W_Offshore10 | . | S46 | . | T078 | 0.99 | 391.9049
DK_W_Offshore10 | . | S46 | . | T079 | 0.95 | 376.0703
DK_W_Offshore10 | . | S46 | . | T080 | 0.85 | 336.484
DK_W_Offshore10 | . | S46 | . | T081 | 0.72 | 285.0217
DK_W_Offshore10 | . | S46 | . | T082 | 0.57 | 225.6422
DK_W_Offshore10 | . | S46 | . | T083 | 0.42 | 166.2627
DK_W_Offshore10 | . | S46 | . | T084 | 0.3 | 118.759
DK_W_Offshore10 | . | S46 | . | T085 | 0.19 | 75.2141
DK_W_Offshore10 | . | S46 | . | T086 | 0.19 | 75.2141
DK_W_Offshore10 | . | S46 | . | T087 | 0.12 | 47.5036
DK_W_Offshore10 | . | S46 | . | T088 | 0.03 | 11.8759
DK_W_Offshore10 | . | S46 | . | T089 | 0 | 0
DK_W_Offshore10 | . | S46 | . | T090 | 0 | 0
DK_W_Offshore10 | . | S46 | . | T091 | 0 | 0
DK_W_Offshore10 | . | S46 | . | T092 | 0 | 0
DK_W_Offshore10 | . | S46 | . | T093 | 0 | 0
DK_W_Offshore10 | . | S46 | . | T094 | 0 | 0
DK_W_Offshore10 | . | S46 | . | T095 | 0.06 | 23.7518
DK_W_Offshore10 | . | S46 | . | T096 | 0.19 | 75.2141
DK_W_Offshore10 | . | S46 | . | T097 | 0.42 | 166.2627
DK_W_Offshore10 | . | S46 | . | T098 | 0.57 | 225.6422
DK_W_Offshore10 | . | S46 | . | T099 | 0.85 | 336.484
DK_W_Offshore10 | . | S46 | . | T100 | 0.85 | 336.484
DK_W_Offshore10 | . | S46 | . | T101 | 0.95 | 376.0703
DK_W_Offshore10 | . | S46 | . | T102 | 1 | 395.8635
DK_W_Offshore10 | . | S46 | . | T103 | 1 | 395.8635
DK_W_Offshore10 | . | S46 | . | T104 | 1 | 395.8635
DK_W_Offshore10 | . | S46 | . | T105 | 1 | 395.8635
DK_W_Offshore10 | . | S46 | . | T106 | 1 | 395.8635
DK_W_Offshore10 | . | S46 | . | T107 | 1 | 395.8635
DK_W_Offshore10 | . | S46 | . | T108 | 1 | 395.8635
DK_W_Offshore10 | . | S46 | . | T109 | 1 | 395.8635
DK_W_Offshore10 | . | S46 | . | T110 | 1 | 395.8635
DK_W_Offshore10 | . | S46 | . | T111 | 1 | 395.8635
DK_W_Offshore10 | . | S46 | . | T112 | 1 | 395.8635
DK_W_Offshore10 | . | S46 | . | T113 | 1 | 395.8635
DK_W_Offshore10 | . | S46 | . | T114 | 1 | 395.8635
DK_W_Offshore10 | . | S46 | . | T115 | 1 | 395.8635
DK_W_Offshore10 | . | S46 | . | T116 | 1 | 395.8635
DK_W_Offshore10 | . | S46 | . | T117 | 1 | 395.8635
DK_W_Offshore10 | . | S46 | . | T118 | 0.99 | 391.9049
DK_W_Offshore10 | . | S46 | . | T119 | 0.99 | 391.9049
DK_W_Offshore10 | . | S46 | . | T120 | 0.99 | 391.9049
DK_W_Offshore10 | . | S46 | . | T121 | 0.95 | 376.0703
DK_W_Offshore10 | . | S46 | . | T122 | 0.95 | 376.0703
DK_W_Offshore10 | . | S46 | . | T123 | 0.85 | 336.484
DK_W_Offshore10 | . | S46 | . | T124 | 0.85 | 336.484
DK_W_Offshore10 | . | S46 | . | T125 | 0.85 | 336.484
DK_W_Offshore10 | . | S46 | . | T126 | 0.72 | 285.0217
DK_W_Offshore10 | . | S46 | . | T127 | 0.57 | 225.6422
DK_W_Offshore10 | . | S46 | . | T128 | 0.42 | 166.2627
DK_W_Offshore10 | . | S46 | . | T129 | 0.3 | 118.759
DK_W_Offshore10 | . | S46 | . | T130 | 0.19 | 75.2141
DK_W_Offshore10 | . | S46 | . | T131 | 0.19 | 75.2141
DK_W_Offshore10 | . | S46 | . | T132 | 0.12 | 47.5036
DK_W_Offshore10 | . | S46 | . | T133 | 0.12 | 47.5036
DK_W_Offshore10 | . | S46 | . | T134 | 0.19 | 75.2141
DK_W_Offshore10 | . | S46 | . | T135 | 0.19 | 75.2141
DK_W_Offshore10 | . | S46 | . | T136 | 0.3 | 118.759
DK_W_Offshore10 | . | S46 | . | T137 | 0.3 | 118.759
DK_W_Offshore10 | . | S46 | . | T138 | 0.3 | 118.759
DK_W_Offshore10 | . | S46 | . | T139 | 0.3 | 118.759
DK_W_Offshore10 | . | S46 | . | T140 | 0.42 | 166.2627
DK_W_Offshore10 | . | S46 | . | T141 | 0.42 | 166.2627
DK_W_Offshore10 | . | S46 | . | T142 | 0.42 | 166.2627
DK_W_Offshore10 | . | S46 | . | T143 | 0.42 | 166.2627
DK_W_Offshore10 | . | S46 | . | T144 | 0.42 | 166.2627
DK_W_Offshore10 | . | S46 | . | T145 | 0.42 | 166.2627
DK_W_Offshore10 | . | S46 | . | T146 | 0.42 | 166.2627
DK_W_Offshore10 | . | S46 | . | T147 | 0.57 | 225.6422
DK_W_Offshore10 | . | S46 | . | T148 | 0.42 | 166.2627
DK_W_Offshore10 | . | S46 | . | T149 | 0.42 | 166.2627
DK_W_Offshore10 | . | S46 | . | T150 | 0.42 | 166.2627
DK_W_Offshore10 | . | S46 | . | T151 | 0.42 | 166.2627
DK_W_Offshore10 | . | S46 | . | T152 | 0.42 | 166.2627
DK_W_Offshore10 | . | S46 | . | T153 | 0.42 | 166.2627
DK_W_Offshore10 | . | S46 | . | T154 | 0.42 | 166.2627
DK_W_Offshore10 | . | S46 | . | T155 | 0.57 | 225.6422
DK_W_Offshore10 | . | S46 | . | T156 | 0.57 | 225.6422
DK_W_Offshore10 | . | S46 | . | T157 | 0.57 | 225.6422
DK_W_Offshore10 | . | S46 | . | T158 | 0.57 | 225.6422
DK_W_Offshore10 | . | S46 | . | T159 | 0.57 | 225.6422
DK_W_Offshore10 | . | S46 | . | T160 | 0.57 | 225.6422
DK_W_Offshore10 | . | S46 | . | T161 | 0.57 | 225.6422
DK_W_Offshore10 | . | S46 | . | T162 | 0.57 | 225.6422
DK_W_Offshore10 | . | S46 | . | T163 | 0.57 | 225.6422
DK_W_Offshore10 | . | S46 | . | T164 | 0.57 | 225.6422
DK_W_Offshore10 | . | S46 | . | T165 | 0.57 | 225.6422
DK_W_Offshore10 | . | S46 | . | T166 | 0.57 | 225.6422
DK_W_Offshore10 | . | S46 | . | T167 | 0.57 | 225.6422
DK_W_Offshore10 | . | S46 | . | T168 | 0.57 | 225.6422
DK_W_Offshore10 | . | S47 | . | T001 | 0.42 | 166.2627
DK_W_Offshore10 | . | S47 | . | T002 | 0.42 | 166.2627
DK_W_Offshore10 | . | S47 | . | T003 | 0.42 | 166.2627
DK_W_Offshore10 | . | S47 | . | T004 | 0.42 | 166.2627
DK_W_Offshore10 | . | S47 | . | T005 | 0.3 | 118.759
DK_W_Offshore10 | . | S47 | . | T006 | 0.42 | 166.2627
DK_W_Offshore10 | . | S47 | . | T007 | 0.3 | 118.759
DK_W_Offshore10 | . | S47 | . | T008 | 0.42 | 166.2627
DK_W_Offshore10 | . | S47 | . | T009 | 0.42 | 166.2627
DK_W_Offshore10 | . | S47 | . | T010 | 0.42 | 166.2627
DK_W_Offshore10 | . | S47 | . | T011 | 0.42 | 166.2627
DK_W_Offshore10 | . | S47 | . | T012 | 0.42 | 166.2627
DK_W_Offshore10 | . | S47 | . | T013 | 0.42 | 166.2627
DK_W_Offshore10 | . | S47 | . | T014 | 0.42 | 166.2627
DK_W_Offshore10 | . | S47 | . | T015 | 0.42 | 166.2627
DK_W_Offshore10 | . | S47 | . | T016 | 0.3 | 118.759
DK_W_Offshore10 | . | S47 | . | T017 | 0.3 | 118.759
DK_W_Offshore10 | . | S47 | . | T018 | 0.3 | 118.759
DK_W_Offshore10 | . | S47 | . | T019 | 0.3 | 118.759
DK_W_Offshore10 | . | S47 | . | T020 | 0.3 | 118.759
DK_W_Offshore10 | . | S47 | . | T021 | 0.42 | 166.2627
DK_W_Offshore10 | . | S47 | . | T022 | 0.42 | 166.2627
DK_W_Offshore10 | . | S47 | . | T023 | 0.42 | 166.2627
DK_W_Offshore10 | . | S47 | . | T024 | 0.57 | 225.6422
DK_W_Offshore10 | . | S47 | . | T025 | 0.57 | 225.6422
DK_W_Offshore10 | . | S47 | . | T026 | 0.57 | 225.6422
DK_W_Offshore10 | . | S47 | . | T027 | 0.57 | 225.6422
DK_W_Offshore10 | . | S47 | . | T028 | 0.57 | 225.6422
DK_W_Offshore10 | . | S47 | . | T029 | 0.57 | 225.6422
DK_W_Offshore10 | . | S47 | . | T030 | 0.57 | 225.6422
DK_W_Offshore10 | . | S47 | . | T031 | 0.42 | 166.2627
DK_W_Offshore10 | . | S47 | . | T032 | 0.42 | 166.2627
DK_W_Offshore10 | . | S47 | . | T033 | 0.3 | 118.759
DK_W_Offshore10 | . | S47 | . | T034 | 0.19 | 75.2141
DK_W_Offshore10 | . | S47 | . | T035 | 0.19 | 75.2141
DK_W_Offshore10 | . | S47 | . | T036 | 0.12 | 47.5036
DK_W_Offshore10 | . | S47 | . | T037 | 0.06 | 23.7518
DK_W_Offshore10 | . | S47 | . | T038 | 0.03 | 11.8759
DK_W_Offshore10 | . | S47 | . | T039 | 0 | 0
DK_W_Offshore10 | . | S47 | . | T040 | 0 | 0
DK_W_Offshore10 | . | S47 | . | T041 | 0 | 0
DK_W_Offshore10 | . | S47 | . | T042 | 0 | 0
DK_W_Offshore10 | . | S47 | . | T043 | 0 | 0
DK_W_Offshore10 | . | S47 | . | T044 | 0 | 0
DK_W_Offshore10 | . | S47 | . | T045 | 0 | 0
DK_W_Offshore10 | . | S47 | . | T046 | 0 | 0
DK_W_Offshore10 | . | S47 | . | T047 | 0 | 0
DK_W_Offshore10 | . | S47 | . | T048 | 0 | 0
DK_W_Offshore10 | . | S47 | . | T049 | 0 | 0
DK_W_Offshore10 | . | S47 | . | T050 | 0 | 0
DK_W_Offshore10 | . | S47 | . | T051 | 0.03 | 11.8759
DK_W_Offshore10 | . | S47 | . | T052 | 0.06 | 23.7518
DK_W_Offshore10 | . | S47 | . | T053 | 0.06 | 23.7518
DK_W_Offshore10 | . | S47 | . | T054 | 0.12 | 47.5036
DK_W_Offshore10 | . | S47 | . | T055 | 0.12 | 47.5036
DK_W_Offshore10 | . | S47 | . | T056 | 0.12 | 47.5036
DK_W_Offshore10 | . | S47 | . | T057 | 0.12 | 47.5036
DK_W_Offshore10 | . | S47 | . | T058 | 0.12 | 47.5036
DK_W_Offshore10 | . | S47 | . | T059 | 0.19 | 75.2141
DK_W_Offshore10 | . | S47 | . | T060 | 0.3 | 118.759
DK_W_Offshore10 | . | S47 | . | T061 | 0.3 | 118.759
DK_W_Offshore10 | . | S47 | . | T062 | 0.42 | 166.2627
DK_W_Offshore10 | . | S47 | . | T063 | 0.57 | 225.6422
DK_W_Offshore10 | . | S47 | . | T064 | 0.57 | 225.6422
DK_W_Offshore10 | . | S47 | . | T065 | 0.57 | 225.6422
DK_W_Offshore10 | . | S47 | . | T066 | 0.57 | 225.6422
DK_W_Offshore10 | . | S47 | . | T067 | 0.72 | 285.0217
DK_W_Offshore10 | . | S47 | . | T068 | 0.72 | 285.0217
DK_W_Offshore10 | . | S47 | . | T069 | 0.72 | 285.0217
DK_W_Offshore10 | . | S47 | . | T070 | 0.72 | 285.0217
DK_W_Offshore10 | . | S47 | . | T071 | 0.72 | 285.0217
DK_W_Offshore10 | . | S47 | . | T072 | 0.85 | 336.484
DK_W_Offshore10 | . | S47 | . | T073 | 0.85 | 336.484
DK_W_Offshore10 | . | S47 | . | T074 | 0.95 | 376.0703
DK_W_Offshore10 | . | S47 | . | T075 | 0.99 | 391.9049
DK_W_Offshore10 | . | S47 | . | T076 | 1 | 395.8635
DK_W_Offshore10 | . | S47 | . | T077 | 1 | 395.8635
DK_W_Offshore10 | . | S47 | . | T078 | 1 | 395.8635
DK_W_Offshore10 | . | S47 | . | T079 | 1 | 395.8635
DK_W_Offshore10 | . | S47 | . | T080 | 1 | 395.8635
DK_W_Offshore10 | . | S47 | . | T081 | 1 | 395.8635
DK_W_Offshore10 | . | S47 | . | T082 | 1 | 395.8635
DK_W_Offshore10 | . | S47 | . | T083 | 1 | 395.8635
DK_W_Offshore10 | . | S47 | . | T084 | 1 | 395.8635
DK_W_Offshore10 | . | S47 | . | T085 | 1 | 395.8635
DK_W_Offshore10 | . | S47 | . | T086 | 1 | 395.8635
DK_W_Offshore10 | . | S47 | . | T087 | 1 | 395.8635
DK_W_Offshore10 | . | S47 | . | T088 | 1 | 395.8635
DK_W_Offshore10 | . | S47 | . | T089 | 1 | 395.8635
DK_W_Offshore10 | . | S47 | . | T090 | 1 | 395.8635
DK_W_Offshore10 | . | S47 | . | T091 | 1 | 395.8635
DK_W_Offshore10 | . | S47 | . | T092 | 1 | 395.8635
DK_W_Offshore10 | . | S47 | . | T093 | 1 | 395.8635
DK_W_Offshore10 | . | S47 | . | T094 | 1 | 395.8635
DK_W_Offshore10 | . | S47 | . | T095 | 1 | 395.8635
DK_W_Offshore10 | . | S47 | . | T096 | 1 | 395.8635
DK_W_Offshore10 | . | S47 | . | T097 | 1 | 395.8635
DK_W_Offshore10 | . | S47 | . | T098 | 1 | 395.8635
DK_W_Offshore10 | . | S47 | . | T099 | 1 | 395.8635
DK_W_Offshore10 | . | S47 | . | T100 | 1 | 395.8635
DK_W_Offshore10 | . | S47 | . | T101 | 1 | 395.8635
DK_W_Offshore10 | . | S47 | . | T102 | 1 | 395.8635
DK_W_Offshore10 | . | S47 | . | T103 | 1 | 395.8635
DK_W_Offshore10 | . | S47 | . | T104 | 1 | 395.8635
DK_W_Offshore10 | . | S47 | . | T105 | 1 | 395.8635
DK_W_Offshore10 | . | S47 | . | T106 | 1 | 395.8635
DK_W_Offshore10 | . | S47 | . | T107 | 1 | 395.8635
DK_W_Offshore10 | . | S47 | . | T108 | 1 | 395.8635
DK_W_Offshore10 | . | S47 | . | T109 | 1 | 395.8635
DK_W_Offshore10 | . | S47 | . | T110 | 1 | 395.8635
DK_W_Offshore10 | . | S47 | . | T111 | 1 | 395.8635
DK_W_Offshore10 | . | S47 | . | T112 | 1 | 395.8635
DK_W_Offshore10 | . | S47 | . | T113 | 1 | 395.8635
DK_W_Offshore10 | . | S47 | . | T114 | 1 | 395.8635
DK_W_Offshore10 | . | S47 | . | T115 | 1 | 395.8635
DK_W_Offshore10 | . | S47 | . | T116 | 1 | 395.8635
DK_W_Offshore10 | . | S47 | . | T117 | 1 | 395.8635
DK_W_Offshore10 | . | S47 | . | T118 | 1 | 395.8635
DK_W_Offshore10 | . | S47 | . | T119 | 1 | 395.8635
DK_W_Offshore10 | . | S47 | . | T120 | 1 | 395.8635
DK_W_Offshore10 | . | S47 | . | T121 | 1 | 395.8635
DK_W_Offshore10 | . | S47 | . | T122 | 1 | 395.8635
DK_W_Offshore10 | . | S47 | . | T123 | 1 | 395.8635
DK_W_Offshore10 | . | S47 | . | T124 | 1 | 395.8635
DK_W_Offshore10 | . | S47 | . | T125 | 0.99 | 391.9049
DK_W_Offshore10 | . | S47 | . | T126 | 0.95 | 376.0703
DK_W_Offshore10 | . | S47 | . | T127 | 0.85 | 336.484
DK_W_Offshore10 | . | S47 | . | T128 | 0.72 | 285.0217
DK_W_Offshore10 | . | S47 | . | T129 | 0.72 | 285.0217
DK_W_Offshore10 | . | S47 | . | T130 | 0.57 | 225.6422
DK_W_Offshore10 | . | S47 | . | T131 | 0.42 | 166.2627
DK_W_Offshore10 | . | S47 | . | T132 | 0.3 | 118.759
DK_W_Offshore10 | . | S47 | . | T133 | 0.3 | 118.759
DK_W_Offshore10 | . | S47 | . | T134 | 0.3 | 118.759
DK_W_Offshore10 | . | S47 | . | T135 | 0.3 | 118.759
DK_W_Offshore10 | . | S47 | . | T136 | 0.42 | 166.2627
DK_W_Offshore10 | . | S47 | . | T137 | 0.57 | 225.6422
DK_W_Offshore10 | . | S47 | . | T138 | 0.57 | 225.6422
DK_W_Offshore10 | . | S47 | . | T139 | 0.42 | 166.2627
DK_W_Offshore10 | . | S47 | . | T140 | 0.42 | 166.2627
DK_W_Offshore10 | . | S47 | . | T141 | 0.42 | 166.2627
DK_W_Offshore10 | . | S47 | . | T142 | 0.3 | 118.759
DK_W_Offshore10 | . | S47 | . | T143 | 0.19 | 75.2141
DK_W_Offshore10 | . | S47 | . | T144 | 0.19 | 75.2141
DK_W_Offshore10 | . | S47 | . | T145 | 0.19 | 75.2141
DK_W_Offshore10 | . | S47 | . | T146 | 0.19 | 75.2141
DK_W_Offshore10 | . | S47 | . | T147 | 0.12 | 47.5036
DK_W_Offshore10 | . | S47 | . | T148 | 0.12 | 47.5036
DK_W_Offshore10 | . | S47 | . | T149 | 0.06 | 23.7518
DK_W_Offshore10 | . | S47 | . | T150 | 0.06 | 23.7518
DK_W_Offshore10 | . | S47 | . | T151 | 0.06 | 23.7518
DK_W_Offshore10 | . | S47 | . | T152 | 0.03 | 11.8759
DK_W_Offshore10 | . | S47 | . | T153 | 0 | 0
DK_W_Offshore10 | . | S47 | . | T154 | 0 | 0
DK_W_Offshore10 | . | S47 | . | T155 | 0 | 0
DK_W_Offshore10 | . | S47 | . | T156 | 0.06 | 23.7518
DK_W_Offshore10 | . | S47 | . | T157 | 0.12 | 47.5036
DK_W_Offshore10 | . | S47 | . | T158 | 0.19 | 75.2141
DK_W_Offshore10 | . | S47 | . | T159 | 0.19 | 75.2141
DK_W_Offshore10 | . | S47 | . | T160 | 0.19 | 75.2141
DK_W_Offshore10 | . | S47 | . | T161 | 0.12 | 47.5036
DK_W_Offshore10 | . | S47 | . | T162 | 0.12 | 47.5036
DK_W_Offshore10 | . | S47 | . | T163 | 0.12 | 47.5036
DK_W_Offshore10 | . | S47 | . | T164 | 0.12 | 47.5036
DK_W_Offshore10 | . | S47 | . | T165 | 0.12 | 47.5036
DK_W_Offshore10 | . | S47 | . | T166 | 0.12 | 47.5036
DK_W_Offshore10 | . | S47 | . | T167 | 0.12 | 47.5036
DK_W_Offshore10 | . | S47 | . | T168 | 0.19 | 75.2141
DK_W_Offshore10 | . | S48 | . | T001 | 0.3 | 118.759
DK_W_Offshore10 | . | S48 | . | T002 | 0.3 | 118.759
DK_W_Offshore10 | . | S48 | . | T003 | 0.3 | 118.759
DK_W_Offshore10 | . | S48 | . | T004 | 0.3 | 118.759
DK_W_Offshore10 | . | S48 | . | T005 | 0.3 | 118.759
DK_W_Offshore10 | . | S48 | . | T006 | 0.3 | 118.759
DK_W_Offshore10 | . | S48 | . | T007 | 0.19 | 75.2141
DK_W_Offshore10 | . | S48 | . | T008 | 0.19 | 75.2141
DK_W_Offshore10 | . | S48 | . | T009 | 0.19 | 75.2141
DK_W_Offshore10 | . | S48 | . | T010 | 0.19 | 75.2141
DK_W_Offshore10 | . | S48 | . | T011 | 0.3 | 118.759
DK_W_Offshore10 | . | S48 | . | T012 | 0.3 | 118.759
DK_W_Offshore10 | . | S48 | . | T013 | 0.42 | 166.2627
DK_W_Offshore10 | . | S48 | . | T014 | 0.42 | 166.2627
DK_W_Offshore10 | . | S48 | . | T015 | 0.42 | 166.2627
DK_W_Offshore10 | . | S48 | . | T016 | 0.57 | 225.6422
DK_W_Offshore10 | . | S48 | . | T017 | 0.57 | 225.6422
DK_W_Offshore10 | . | S48 | . | T018 | 0.57 | 225.6422
DK_W_Offshore10 | . | S48 | . | T019 | 0.57 | 225.6422
DK_W_Offshore10 | . | S48 | . | T020 | 0.72 | 285.0217
DK_W_Offshore10 | . | S48 | . | T021 | 0.72 | 285.0217
DK_W_Offshore10 | . | S48 | . | T022 | 0.57 | 225.6422
DK_W_Offshore10 | . | S48 | . | T023 | 0.42 | 166.2627
DK_W_Offshore10 | . | S48 | . | T024 | 0.57 | 225.6422
DK_W_Offshore10 | . | S48 | . | T025 | 0.57 | 225.6422
DK_W_Offshore10 | . | S48 | . | T026 | 0.72 | 285.0217
DK_W_Offshore10 | . | S48 | . | T027 | 0.72 | 285.0217
DK_W_Offshore10 | . | S48 | . | T028 | 0.57 | 225.6422
DK_W_Offshore10 | . | S48 | . | T029 | 0.57 | 225.6422
DK_W_Offshore10 | . | S48 | . | T030 | 0.57 | 225.6422
DK_W_Offshore10 | . | S48 | . | T031 | 0.42 | 166.2627
DK_W_Offshore10 | . | S48 | . | T032 | 0.42 | 166.2627
DK_W_Offshore10 | . | S48 | . | T033 | 0.42 | 166.2627
DK_W_Offshore10 | . | S48 | . | T034 | 0.42 | 166.2627
DK_W_Offshore10 | . | S48 | . | T035 | 0.3 | 118.759
DK_W_Offshore10 | . | S48 | . | T036 | 0.3 | 118.759
DK_W_Offshore10 | . | S48 | . | T037 | 0.19 | 75.2141
DK_W_Offshore10 | . | S48 | . | T038 | 0.19 | 75.2141
DK_W_Offshore10 | . | S48 | . | T039 | 0.12 | 47.5036
DK_W_Offshore10 | . | S48 | . | T040 | 0.12 | 47.5036
DK_W_Offshore10 | . | S48 | . | T041 | 0.12 | 47.5036
DK_W_Offshore10 | . | S48 | . | T042 | 0.06 | 23.7518
DK_W_Offshore10 | . | S48 | . | T043 | 0.06 | 23.7518
DK_W_Offshore10 | . | S48 | . | T044 | 0.06 | 23.7518
DK_W_Offshore10 | . | S48 | . | T045 | 0.03 | 11.8759
DK_W_Offshore10 | . | S48 | . | T046 | 0.03 | 11.8759
DK_W_Offshore10 | . | S48 | . | T047 | 0.03 | 11.8759
DK_W_Offshore10 | . | S48 | . | T048 | 0.03 | 11.8759
DK_W_Offshore10 | . | S48 | . | T049 | 0.03 | 11.8759
DK_W_Offshore10 | . | S48 | . | T050 | 0.03 | 11.8759
DK_W_Offshore10 | . | S48 | . | T051 | 0.03 | 11.8759
DK_W_Offshore10 | . | S48 | . | T052 | 0.03 | 11.8759
DK_W_Offshore10 | . | S48 | . | T053 | 0.06 | 23.7518
DK_W_Offshore10 | . | S48 | . | T054 | 0.12 | 47.5036
DK_W_Offshore10 | . | S48 | . | T055 | 0.19 | 75.2141
DK_W_Offshore10 | . | S48 | . | T056 | 0.19 | 75.2141
DK_W_Offshore10 | . | S48 | . | T057 | 0.3 | 118.759
DK_W_Offshore10 | . | S48 | . | T058 | 0.42 | 166.2627
DK_W_Offshore10 | . | S48 | . | T059 | 0.57 | 225.6422
DK_W_Offshore10 | . | S48 | . | T060 | 0.72 | 285.0217
DK_W_Offshore10 | . | S48 | . | T061 | 0.85 | 336.484
DK_W_Offshore10 | . | S48 | . | T062 | 0.95 | 376.0703
DK_W_Offshore10 | . | S48 | . | T063 | 0.99 | 391.9049
DK_W_Offshore10 | . | S48 | . | T064 | 0.99 | 391.9049
DK_W_Offshore10 | . | S48 | . | T065 | 1 | 395.8635
DK_W_Offshore10 | . | S48 | . | T066 | 1 | 395.8635
DK_W_Offshore10 | . | S48 | . | T067 | 1 | 395.8635
DK_W_Offshore10 | . | S48 | . | T068 | 1 | 395.8635
DK_W_Offshore10 | . | S48 | . | T069 | 1 | 395.8635
DK_W_Offshore10 | . | S48 | . | T070 | 1 | 395.8635
DK_W_Offshore10 | . | S48 | . | T071 | 1 | 395.8635
DK_W_Offshore10 | . | S48 | . | T072 | 0.99 | 391.9049
DK_W_Offshore10 | . | S48 | . | T073 | 0.72 | 285.0217
DK_W_Offshore10 | . | S48 | . | T074 | 0.72 | 285.0217
DK_W_Offshore10 | . | S48 | . | T075 | 0.72 | 285.0217
DK_W_Offshore10 | . | S48 | . | T076 | 0.72 | 285.0217
DK_W_Offshore10 | . | S48 | . | T077 | 0.72 | 285.0217
DK_W_Offshore10 | . | S48 | . | T078 | 0.72 | 285.0217
DK_W_Offshore10 | . | S48 | . | T079 | 0.72 | 285.0217
DK_W_Offshore10 | . | S48 | . | T080 | 0.57 | 225.6422
DK_W_Offshore10 | . | S48 | . | T081 | 0.72 | 285.0217
DK_W_Offshore10 | . | S48 | . | T082 | 0.72 | 285.0217
DK_W_Offshore10 | . | S48 | . | T083 | 0.72 | 285.0217
DK_W_Offshore10 | . | S48 | . | T084 | 0.72 | 285.0217
DK_W_Offshore10 | . | S48 | . | T085 | 0.72 | 285.0217
DK_W_Offshore10 | . | S48 | . | T086 | 0.57 | 225.6422
DK_W_Offshore10 | . | S48 | . | T087 | 0.57 | 225.6422
DK_W_Offshore10 | . | S48 | . | T088 | 0.57 | 225.6422
DK_W_Offshore10 | . | S48 | . | T089 | 0.57 | 225.6422
DK_W_Offshore10 | . | S48 | . | T090 | 0.57 | 225.6422
DK_W_Offshore10 | . | S48 | . | T091 | 0.57 | 225.6422
DK_W_Offshore10 | . | S48 | . | T092 | 0.57 | 225.6422
DK_W_Offshore10 | . | S48 | . | T093 | 0.42 | 166.2627
DK_W_Offshore10 | . | S48 | . | T094 | 0.3 | 118.759
DK_W_Offshore10 | . | S48 | . | T095 | 0.19 | 75.2141
DK_W_Offshore10 | . | S48 | . | T096 | 0.12 | 47.5036
DK_W_Offshore10 | . | S48 | . | T097 | 0.12 | 47.5036
DK_W_Offshore10 | . | S48 | . | T098 | 0.12 | 47.5036
DK_W_Offshore10 | . | S48 | . | T099 | 0.06 | 23.7518
DK_W_Offshore10 | . | S48 | . | T100 | 0.06 | 23.7518
DK_W_Offshore10 | . | S48 | . | T101 | 0.12 | 47.5036
DK_W_Offshore10 | . | S48 | . | T102 | 0.12 | 47.5036
DK_W_Offshore10 | . | S48 | . | T103 | 0.19 | 75.2141
DK_W_Offshore10 | . | S48 | . | T104 | 0.19 | 75.2141
DK_W_Offshore10 | . | S48 | . | T105 | 0.19 | 75.2141
DK_W_Offshore10 | . | S48 | . | T106 | 0.3 | 118.759
DK_W_Offshore10 | . | S48 | . | T107 | 0.3 | 118.759
DK_W_Offshore10 | . | S48 | . | T108 | 0.42 | 166.2627
DK_W_Offshore10 | . | S48 | . | T109 | 0.42 | 166.2627
DK_W_Offshore10 | . | S48 | . | T110 | 0.57 | 225.6422
DK_W_Offshore10 | . | S48 | . | T111 | 0.57 | 225.6422
DK_W_Offshore10 | . | S48 | . | T112 | 0.57 | 225.6422
DK_W_Offshore10 | . | S48 | . | T113 | 0.57 | 225.6422
DK_W_Offshore10 | . | S48 | . | T114 | 0.42 | 166.2627
DK_W_Offshore10 | . | S48 | . | T115 | 0.42 | 166.2627
DK_W_Offshore10 | . | S48 | . | T116 | 0.42 | 166.2627
DK_W_Offshore10 | . | S48 | . | T117 | 0.42 | 166.2627
DK_W_Offshore10 | . | S48 | . | T118 | 0.57 | 225.6422
DK_W_Offshore10 | . | S48 | . | T119 | 0.57 | 225.6422
DK_W_Offshore10 | . | S48 | . | T120 | 0.57 | 225.6422
DK_W_Offshore10 | . | S48 | . | T121 | 0.42 | 166.2627
DK_W_Offshore10 | . | S48 | . | T122 | 0.42 | 166.2627
DK_W_Offshore10 | . | S48 | . | T123 | 0.57 | 225.6422
DK_W_Offshore10 | . | S48 | . | T124 | 0.57 | 225.6422
DK_W_Offshore10 | . | S48 | . | T125 | 0.72 | 285.0217
DK_W_Offshore10 | . | S48 | . | T126 | 0.85 | 336.484
DK_W_Offshore10 | . | S48 | . | T127 | 0.95 | 376.0703
DK_W_Offshore10 | . | S48 | . | T128 | 0.95 | 376.0703
DK_W_Offshore10 | . | S48 | . | T129 | 0.95 | 376.0703
DK_W_Offshore10 | . | S48 | . | T130 | 0.99 | 391.9049
DK_W_Offshore10 | . | S48 | . | T131 | 0.99 | 391.9049
DK_W_Offshore10 | . | S48 | . | T132 | 1 | 395.8635
DK_W_Offshore10 | . | S48 | . | T133 | 1 | 395.8635
DK_W_Offshore10 | . | S48 | . | T134 | 1 | 395.8635
DK_W_Offshore10 | . | S48 | . | T135 | 1 | 395.8635
DK_W_Offshore10 | . | S48 | . | T136 | 1 | 395.8635
DK_W_Offshore10 | . | S48 | . | T137 | 1 | 395.8635
DK_W_Offshore10 | . | S48 | . | T138 | 1 | 395.8635
DK_W_Offshore10 | . | S48 | . | T139 | 1 | 395.8635
DK_W_Offshore10 | . | S48 | . | T140 | 1 | 395.8635
DK_W_Offshore10 | . | S48 | . | T141 | 1 | 395.8635
DK_W_Offshore10 | . | S48 | . | T142 | 1 | 395.8635
DK_W_Offshore10 | . | S48 | . | T143 | 1 | 395.8635
DK_W_Offshore10 | . | S48 | . | T144 | 1 | 395.8635
DK_W_Offshore10 | . | S48 | . | T145 | 1 | 395.8635
DK_W_Offshore10 | . | S48 | . | T146 | 1 | 395.8635
DK_W_Offshore10 | . | S48 | . | T147 | 1 | 395.8635
DK_W_Offshore10 | . | S48 | . | T148 | 1 | 395.8635
DK_W_Offshore10 | . | S48 | . | T149 | 1 | 395.8635
DK_W_Offshore10 | . | S48 | . | T150 | 1 | 395.8635
DK_W_Offshore10 | . | S48 | . | T151 | 1 | 395.8635
DK_W_Offshore10 | . | S48 | . | T152 | 1 | 395.8635
DK_W_Offshore10 | . | S48 | . | T153 | 1 | 395.8635
DK_W_Offshore10 | . | S48 | . | T154 | 0.99 | 391.9049
DK_W_Offshore10 | . | S48 | . | T155 | 0.99 | 391.9049
DK_W_Offshore10 | . | S48 | . | T156 | 0.99 | 391.9049
DK_W_Offshore10 | . | S48 | . | T157 | 0.99 | 391.9049
DK_W_Offshore10 | . | S48 | . | T158 | 0.99 | 391.9049
DK_W_Offshore10 | . | S48 | . | T159 | 1 | 395.8635
DK_W_Offshore10 | . | S48 | . | T160 | 0.99 | 391.9049
DK_W_Offshore10 | . | S48 | . | T161 | 0.99 | 391.9049
DK_W_Offshore10 | . | S48 | . | T162 | 0.95 | 376.0703
DK_W_Offshore10 | . | S48 | . | T163 | 0.95 | 376.0703
DK_W_Offshore10 | . | S48 | . | T164 | 0.85 | 336.484
DK_W_Offshore10 | . | S48 | . | T165 | 0.72 | 285.0217
DK_W_Offshore10 | . | S48 | . | T166 | 0.57 | 225.6422
DK_W_Offshore10 | . | S48 | . | T167 | 0.42 | 166.2627
DK_W_Offshore10 | . | S48 | . | T168 | 0.57 | 225.6422
DK_W_Offshore10 | . | S49 | . | T001 | 0.72 | 285.0217
DK_W_Offshore10 | . | S49 | . | T002 | 0.72 | 285.0217
DK_W_Offshore10 | . | S49 | . | T003 | 0.57 | 225.6422
DK_W_Offshore10 | . | S49 | . | T004 | 0.42 | 166.2627
DK_W_Offshore10 | . | S49 | . | T005 | 0.3 | 118.759
DK_W_Offshore10 | . | S49 | . | T006 | 0.3 | 118.759
DK_W_Offshore10 | . | S49 | . | T007 | 0.19 | 75.2141
DK_W_Offshore10 | . | S49 | . | T008 | 0.12 | 47.5036
DK_W_Offshore10 | . | S49 | . | T009 | 0.12 | 47.5036
DK_W_Offshore10 | . | S49 | . | T010 | 0.12 | 47.5036
DK_W_Offshore10 | . | S49 | . | T011 | 0.12 | 47.5036
DK_W_Offshore10 | . | S49 | . | T012 | 0.12 | 47.5036
DK_W_Offshore10 | . | S49 | . | T013 | 0.12 | 47.5036
DK_W_Offshore10 | . | S49 | . | T014 | 0.12 | 47.5036
DK_W_Offshore10 | . | S49 | . | T015 | 0.12 | 47.5036
DK_W_Offshore10 | . | S49 | . | T016 | 0.12 | 47.5036
DK_W_Offshore10 | . | S49 | . | T017 | 0.12 | 47.5036
DK_W_Offshore10 | . | S49 | . | T018 | 0.12 | 47.5036
DK_W_Offshore10 | . | S49 | . | T019 | 0.12 | 47.5036
DK_W_Offshore10 | . | S49 | . | T020 | 0.19 | 75.2141
DK_W_Offshore10 | . | S49 | . | T021 | 0.12 | 47.5036
DK_W_Offshore10 | . | S49 | . | T022 | 0.12 | 47.5036
DK_W_Offshore10 | . | S49 | . | T023 | 0.06 | 23.7518
DK_W_Offshore10 | . | S49 | . | T024 | 0.06 | 23.7518
DK_W_Offshore10 | . | S49 | . | T025 | 0.03 | 11.8759
DK_W_Offshore10 | . | S49 | . | T026 | 0.03 | 11.8759
DK_W_Offshore10 | . | S49 | . | T027 | 0 | 0
DK_W_Offshore10 | . | S49 | . | T028 | 0.03 | 11.8759
DK_W_Offshore10 | . | S49 | . | T029 | 0.03 | 11.8759
DK_W_Offshore10 | . | S49 | . | T030 | 0.06 | 23.7518
DK_W_Offshore10 | . | S49 | . | T031 | 0.06 | 23.7518
DK_W_Offshore10 | . | S49 | . | T032 | 0.19 | 75.2141
DK_W_Offshore10 | . | S49 | . | T033 | 0.19 | 75.2141
DK_W_Offshore10 | . | S49 | . | T034 | 0.12 | 47.5036
DK_W_Offshore10 | . | S49 | . | T035 | 0.12 | 47.5036
DK_W_Offshore10 | . | S49 | . | T036 | 0.12 | 47.5036
DK_W_Offshore10 | . | S49 | . | T037 | 0.19 | 75.2141
DK_W_Offshore10 | . | S49 | . | T038 | 0.3 | 118.759
DK_W_Offshore10 | . | S49 | . | T039 | 0.3 | 118.759
DK_W_Offshore10 | . | S49 | . | T040 | 0.42 | 166.2627
DK_W_Offshore10 | . | S49 | . | T041 | 0.42 | 166.2627
DK_W_Offshore10 | . | S49 | . | T042 | 0.42 | 166.2627
DK_W_Offshore10 | . | S49 | . | T043 | 0.42 | 166.2627
DK_W_Offshore10 | . | S49 | . | T044 | 0.57 | 225.6422
DK_W_Offshore10 | . | S49 | . | T045 | 0.57 | 225.6422
DK_W_Offshore10 | . | S49 | . | T046 | 0.72 | 285.0217
DK_W_Offshore10 | . | S49 | . | T047 | 0.72 | 285.0217
DK_W_Offshore10 | . | S49 | . | T048 | 0.72 | 285.0217
DK_W_Offshore10 | . | S49 | . | T049 | 0.72 | 285.0217
DK_W_Offshore10 | . | S49 | . | T050 | 0.85 | 336.484
DK_W_Offshore10 | . | S49 | . | T051 | 0.95 | 376.0703
DK_W_Offshore10 | . | S49 | . | T052 | 0.95 | 376.0703
DK_W_Offshore10 | . | S49 | . | T053 | 0.99 | 391.9049
DK_W_Offshore10 | . | S49 | . | T054 | 0.99 | 391.9049
DK_W_Offshore10 | . | S49 | . | T055 | 0.99 | 391.9049
DK_W_Offshore10 | . | S49 | . | T056 | 0.99 | 391.9049
DK_W_Offshore10 | . | S49 | . | T057 | 0.99 | 391.9049
DK_W_Offshore10 | . | S49 | . | T058 | 0.99 | 391.9049
DK_W_Offshore10 | . | S49 | . | T059 | 0.99 | 391.9049
DK_W_Offshore10 | . | S49 | . | T060 | 0.99 | 391.9049
DK_W_Offshore10 | . | S49 | . | T061 | 0.99 | 391.9049
DK_W_Offshore10 | . | S49 | . | T062 | 0.95 | 376.0703
DK_W_Offshore10 | . | S49 | . | T063 | 0.95 | 376.0703
DK_W_Offshore10 | . | S49 | . | T064 | 0.85 | 336.484
DK_W_Offshore10 | . | S49 | . | T065 | 0.72 | 285.0217
DK_W_Offshore10 | . | S49 | . | T066 | 0.3 | 118.759
DK_W_Offshore10 | . | S49 | . | T067 | 0.3 | 118.759
DK_W_Offshore10 | . | S49 | . | T068 | 0.3 | 118.759
DK_W_Offshore10 | . | S49 | . | T069 | 0.42 | 166.2627
DK_W_Offshore10 | . | S49 | . | T070 | 0.57 | 225.6422
DK_W_Offshore10 | . | S49 | . | T071 | 0.72 | 285.0217
DK_W_Offshore10 | . | S49 | . | T072 | 0.85 | 336.484
DK_W_Offshore10 | . | S49 | . | T073 | 0.95 | 376.0703
DK_W_Offshore10 | . | S49 | . | T074 | 0.99 | 391.9049
DK_W_Offshore10 | . | S49 | . | T075 | 0.99 | 391.9049
DK_W_Offshore10 | . | S49 | . | T076 | 0.99 | 391.9049
DK_W_Offshore10 | . | S49 | . | T077 | 0.95 | 376.0703
DK_W_Offshore10 | . | S49 | . | T078 | 0.95 | 376.0703
DK_W_Offshore10 | . | S49 | . | T079 | 0.95 | 376.0703
DK_W_Offshore10 | . | S49 | . | T080 | 0.95 | 376.0703
DK_W_Offshore10 | . | S49 | . | T081 | 0.72 | 285.0217
DK_W_Offshore10 | . | S49 | . | T082 | 0.42 | 166.2627
DK_W_Offshore10 | . | S49 | . | T083 | 0.3 | 118.759
DK_W_Offshore10 | . | S49 | . | T084 | 0.12 | 47.5036
DK_W_Offshore10 | . | S49 | . | T085 | 0.03 | 11.8759
DK_W_Offshore10 | . | S49 | . | T086 | 0 | 0
DK_W_Offshore10 | . | S49 | . | T087 | 0 | 0
DK_W_Offshore10 | . | S49 | . | T088 | 0 | 0
DK_W_Offshore10 | . | S49 | . | T089 | 0.06 | 23.7518
DK_W_Offshore10 | . | S49 | . | T090 | 0.12 | 47.5036
DK_W_Offshore10 | . | S49 | . | T091 | 0.12 | 47.5036
DK_W_Offshore10 | . | S49 | . | T092 | 0.19 | 75.2141
DK_W_Offshore10 | . | S49 | . | T093 | 0.12 | 47.5036
DK_W_Offshore10 | . | S49 | . | T094 | 0.19 | 75.2141
DK_W_Offshore10 | . | S49 | . | T095 | 0.3 | 118.759
DK_W_Offshore10 | . | S49 | . | T096 | 0.42 | 166.2627
DK_W_Offshore10 | . | S49 | . | T097 | 0.72 | 285.0217
DK_W_Offshore10 | . | S49 | . | T098 | 0.85 | 336.484
DK_W_Offshore10 | . | S49 | . | T099 | 0.85 | 336.484
DK_W_Offshore10 | . | S49 | . | T100 | 0.72 | 285.0217
DK_W_Offshore10 | . | S49 | . | T101 | 0.72 | 285.0217
DK_W_Offshore10 | . | S49 | . | T102 | 0.72 | 285.0217
DK_W_Offshore10 | . | S49 | . | T103 | 0.72 | 285.0217
DK_W_Offshore10 | . | S49 | . | T104 | 0.72 | 285.0217
DK_W_Offshore10 | . | S49 | . | T105 | 0.57 | 225.6422
DK_W_Offshore10 | . | S49 | . | T106 | 0.57 | 225.6422
DK_W_Offshore10 | . | S49 | . | T107 | 0.72 | 285.0217
DK_W_Offshore10 | . | S49 | . | T108 | 0.72 | 285.0217
DK_W_Offshore10 | . | S49 | . | T109 | 0.72 | 285.0217
DK_W_Offshore10 | . | S49 | . | T110 | 0.72 | 285.0217
DK_W_Offshore10 | . | S49 | . | T111 | 0.72 | 285.0217
DK_W_Offshore10 | . | S49 | . | T112 | 0.72 | 285.0217
DK_W_Offshore10 | . | S49 | . | T113 | 0.57 | 225.6422
DK_W_Offshore10 | . | S49 | . | T114 | 0.57 | 225.6422
DK_W_Offshore10 | . | S49 | . | T115 | 0.42 | 166.2627
DK_W_Offshore10 | . | S49 | . | T116 | 0.42 | 166.2627
DK_W_Offshore10 | . | S49 | . | T117 | 0.3 | 118.759
DK_W_Offshore10 | . | S49 | . | T118 | 0.3 | 118.759
DK_W_Offshore10 | . | S49 | . | T119 | 0.19 | 75.2141
DK_W_Offshore10 | . | S49 | . | T120 | 0.12 | 47.5036
DK_W_Offshore10 | . | S49 | . | T121 | 0.06 | 23.7518
DK_W_Offshore10 | . | S49 | . | T122 | 0.06 | 23.7518
DK_W_Offshore10 | . | S49 | . | T123 | 0.03 | 11.8759
DK_W_Offshore10 | . | S49 | . | T124 | 0 | 0
DK_W_Offshore10 | . | S49 | . | T125 | 0 | 0
DK_W_Offshore10 | . | S49 | . | T126 | 0 | 0
DK_W_Offshore10 | . | S49 | . | T127 | 0 | 0
DK_W_Offshore10 | . | S49 | . | T128 | 0 | 0
DK_W_Offshore10 | . | S49 | . | T129 | 0 | 0
DK_W_Offshore10 | . | S49 | . | T130 | 0 | 0
DK_W_Offshore10 | . | S49 | . | T131 | 0 | 0
DK_W_Offshore10 | . | S49 | . | T132 | 0 | 0
DK_W_Offshore10 | . | S49 | . | T133 | 0 | 0
DK_W_Offshore10 | . | S49 | . | T134 | 0 | 0
DK_W_Offshore10 | . | S49 | . | T135 | 0.03 | 11.8759
DK_W_Offshore10 | . | S49 | . | T136 | 0.03 | 11.8759
DK_W_Offshore10 | . | S49 | . | T137 | 0.03 | 11.8759
DK_W_Offshore10 | . | S49 | . | T138 | 0.03 | 11.8759
DK_W_Offshore10 | . | S49 | . | T139 | 0.03 | 11.8759
DK_W_Offshore10 | . | S49 | . | T140 | 0.03 | 11.8759
DK_W_Offshore10 | . | S49 | . | T141 | 0.06 | 23.7518
DK_W_Offshore10 | . | S49 | . | T142 | 0.06 | 23.7518
DK_W_Offshore10 | . | S49 | . | T143 | 0.06 | 23.7518
DK_W_Offshore10 | . | S49 | . | T144 | 0.06 | 23.7518
DK_W_Offshore10 | . | S49 | . | T145 | 0.06 | 23.7518
DK_W_Offshore10 | . | S49 | . | T146 | 0.12 | 47.5036
DK_W_Offshore10 | . | S49 | . | T147 | 0.19 | 75.2141
DK_W_Offshore10 | . | S49 | . | T148 | 0.19 | 75.2141
DK_W_Offshore10 | . | S49 | . | T149 | 0.19 | 75.2141
DK_W_Offshore10 | . | S49 | . | T150 | 0.12 | 47.5036
DK_W_Offshore10 | . | S49 | . | T151 | 0.12 | 47.5036
DK_W_Offshore10 | . | S49 | . | T152 | 0.12 | 47.5036
DK_W_Offshore10 | . | S49 | . | T153 | 0.12 | 47.5036
DK_W_Offshore10 | . | S49 | . | T154 | 0.19 | 75.2141
DK_W_Offshore10 | . | S49 | . | T155 | 0.19 | 75.2141
DK_W_Offshore10 | . | S49 | . | T156 | 0.19 | 75.2141
DK_W_Offshore10 | . | S49 | . | T157 | 0.19 | 75.2141
DK_W_Offshore10 | . | S49 | . | T158 | 0.19 | 75.2141
DK_W_Offshore10 | . | S49 | . | T159 | 0.3 | 118.759
DK_W_Offshore10 | . | S49 | . | T160 | 0.3 | 118.759
DK_W_Offshore10 | . | S49 | . | T161 | 0.3 | 118.759
DK_W_Offshore10 | . | S49 | . | T162 | 0.3 | 118.759
DK_W_Offshore10 | . | S49 | . | T163 | 0.3 | 118.759
DK_W_Offshore10 | . | S49 | . | T164 | 0.3 | 118.759
DK_W_Offshore10 | . | S49 | . | T165 | 0.3 | 118.759
DK_W_Offshore10 | . | S49 | . | T166 | 0.3 | 118.759
DK_W_Offshore10 | . | S49 | . | T167 | 0.3 | 118.759
DK_W_Offshore10 | . | S49 | . | T168 | 0.19 | 75.2141
DK_W_Offshore10 | . | S50 | . | T001 | 0.19 | 75.2141
DK_W_Offshore10 | . | S50 | . | T002 | 0.19 | 75.2141
DK_W_Offshore10 | . | S50 | . | T003 | 0.19 | 75.2141
DK_W_Offshore10 | . | S50 | . | T004 | 0.19 | 75.2141
DK_W_Offshore10 | . | S50 | . | T005 | 0.12 | 47.5036
DK_W_Offshore10 | . | S50 | . | T006 | 0.12 | 47.5036
DK_W_Offshore10 | . | S50 | . | T007 | 0.12 | 47.5036
DK_W_Offshore10 | . | S50 | . | T008 | 0.12 | 47.5036
DK_W_Offshore10 | . | S50 | . | T009 | 0.12 | 47.5036
DK_W_Offshore10 | . | S50 | . | T010 | 0.12 | 47.5036
DK_W_Offshore10 | . | S50 | . | T011 | 0.12 | 47.5036
DK_W_Offshore10 | . | S50 | . | T012 | 0.12 | 47.5036
DK_W_Offshore10 | . | S50 | . | T013 | 0.12 | 47.5036
DK_W_Offshore10 | . | S50 | . | T014 | 0.12 | 47.5036
DK_W_Offshore10 | . | S50 | . | T015 | 0.12 | 47.5036
DK_W_Offshore10 | . | S50 | . | T016 | 0.12 | 47.5036
DK_W_Offshore10 | . | S50 | . | T017 | 0.12 | 47.5036
DK_W_Offshore10 | . | S50 | . | T018 | 0.12 | 47.5036
DK_W_Offshore10 | . | S50 | . | T019 | 0.06 | 23.7518
DK_W_Offshore10 | . | S50 | . | T020 | 0.06 | 23.7518
DK_W_Offshore10 | . | S50 | . | T021 | 0.06 | 23.7518
DK_W_Offshore10 | . | S50 | . | T022 | 0.06 | 23.7518
DK_W_Offshore10 | . | S50 | . | T023 | 0.12 | 47.5036
DK_W_Offshore10 | . | S50 | . | T024 | 0.12 | 47.5036
DK_W_Offshore10 | . | S50 | . | T025 | 0.12 | 47.5036
DK_W_Offshore10 | . | S50 | . | T026 | 0.19 | 75.2141
DK_W_Offshore10 | . | S50 | . | T027 | 0.19 | 75.2141
DK_W_Offshore10 | . | S50 | . | T028 | 0.19 | 75.2141
DK_W_Offshore10 | . | S50 | . | T029 | 0.3 | 118.759
DK_W_Offshore10 | . | S50 | . | T030 | 0.3 | 118.759
DK_W_Offshore10 | . | S50 | . | T031 | 0.3 | 118.759
DK_W_Offshore10 | . | S50 | . | T032 | 0.3 | 118.759
DK_W_Offshore10 | . | S50 | . | T033 | 0.3 | 118.759
DK_W_Offshore10 | . | S50 | . | T034 | 0.42 | 166.2627
DK_W_Offshore10 | . | S50 | . | T035 | 0.42 | 166.2627
DK_W_Offshore10 | . | S50 | . | T036 | 0.42 | 166.2627
DK_W_Offshore10 | . | S50 | . | T037 | 0.42 | 166.2627
DK_W_Offshore10 | . | S50 | . | T038 | 0.42 | 166.2627
DK_W_Offshore10 | . | S50 | . | T039 | 0.42 | 166.2627
DK_W_Offshore10 | . | S50 | . | T040 | 0.57 | 225.6422
DK_W_Offshore10 | . | S50 | . | T041 | 0.57 | 225.6422
DK_W_Offshore10 | . | S50 | . | T042 | 0.57 | 225.6422
DK_W_Offshore10 | . | S50 | . | T043 | 0.57 | 225.6422
DK_W_Offshore10 | . | S50 | . | T044 | 0.57 | 225.6422
DK_W_Offshore10 | . | S50 | . | T045 | 0.42 | 166.2627
DK_W_Offshore10 | . | S50 | . | T046 | 0.3 | 118.759
DK_W_Offshore10 | . | S50 | . | T047 | 0.42 | 166.2627
DK_W_Offshore10 | . | S50 | . | T048 | 0.57 | 225.6422
DK_W_Offshore10 | . | S50 | . | T049 | 0.57 | 225.6422
DK_W_Offshore10 | . | S50 | . | T050 | 0.72 | 285.0217
DK_W_Offshore10 | . | S50 | . | T051 | 0.57 | 225.6422
DK_W_Offshore10 | . | S50 | . | T052 | 0.57 | 225.6422
DK_W_Offshore10 | . | S50 | . | T053 | 0.42 | 166.2627
DK_W_Offshore10 | . | S50 | . | T054 | 0.42 | 166.2627
DK_W_Offshore10 | . | S50 | . | T055 | 0.3 | 118.759
DK_W_Offshore10 | . | S50 | . | T056 | 0.57 | 225.6422
DK_W_Offshore10 | . | S50 | . | T057 | 0.57 | 225.6422
DK_W_Offshore10 | . | S50 | . | T058 | 0.42 | 166.2627
DK_W_Offshore10 | . | S50 | . | T059 | 0.3 | 118.759
DK_W_Offshore10 | . | S50 | . | T060 | 0.19 | 75.2141
DK_W_Offshore10 | . | S50 | . | T061 | 0.19 | 75.2141
DK_W_Offshore10 | . | S50 | . | T062 | 0.19 | 75.2141
DK_W_Offshore10 | . | S50 | . | T063 | 0.12 | 47.5036
DK_W_Offshore10 | . | S50 | . | T064 | 0.12 | 47.5036
DK_W_Offshore10 | . | S50 | . | T065 | 0.12 | 47.5036
DK_W_Offshore10 | . | S50 | . | T066 | 0.12 | 47.5036
DK_W_Offshore10 | . | S50 | . | T067 | 0.12 | 47.5036
DK_W_Offshore10 | . | S50 | . | T068 | 0.12 | 47.5036
DK_W_Offshore10 | . | S50 | . | T069 | 0.12 | 47.5036
DK_W_Offshore10 | . | S50 | . | T070 | 0.12 | 47.5036
DK_W_Offshore10 | . | S50 | . | T071 | 0.12 | 47.5036
DK_W_Offshore10 | . | S50 | . | T072 | 0.12 | 47.5036
DK_W_Offshore10 | . | S50 | . | T073 | 0.19 | 75.2141
DK_W_Offshore10 | . | S50 | . | T074 | 0.19 | 75.2141
DK_W_Offshore10 | . | S50 | . | T075 | 0.19 | 75.2141
DK_W_Offshore10 | . | S50 | . | T076 | 0.19 | 75.2141
DK_W_Offshore10 | . | S50 | . | T077 | 0.19 | 75.2141
DK_W_Offshore10 | . | S50 | . | T078 | 0.3 | 118.759
DK_W_Offshore10 | . | S50 | . | T079 | 0.3 | 118.759
DK_W_Offshore10 | . | S50 | . | T080 | 0.3 | 118.759
DK_W_Offshore10 | . | S50 | . | T081 | 0.3 | 118.759
DK_W_Offshore10 | . | S50 | . | T082 | 0.3 | 118.759
DK_W_Offshore10 | . | S50 | . | T083 | 0.3 | 118.759
DK_W_Offshore10 | . | S50 | . | T084 | 0.3 | 118.759
DK_W_Offshore10 | . | S50 | . | T085 | 0.3 | 118.759
DK_W_Offshore10 | . | S50 | . | T086 | 0.3 | 118.759
DK_W_Offshore10 | . | S50 | . | T087 | 0.19 | 75.2141
DK_W_Offshore10 | . | S50 | . | T088 | 0.19 | 75.2141
DK_W_Offshore10 | . | S50 | . | T089 | 0.12 | 47.5036
DK_W_Offshore10 | . | S50 | . | T090 | 0.12 | 47.5036
DK_W_Offshore10 | . | S50 | . | T091 | 0.12 | 47.5036
DK_W_Offshore10 | . | S50 | . | T092 | 0.12 | 47.5036
DK_W_Offshore10 | . | S50 | . | T093 | 0.12 | 47.5036
DK_W_Offshore10 | . | S50 | . | T094 | 0.12 | 47.5036
DK_W_Offshore10 | . | S50 | . | T095 | 0.12 | 47.5036
DK_W_Offshore10 | . | S50 | . | T096 | 0.12 | 47.5036
DK_W_Offshore10 | . | S50 | . | T097 | 0.06 | 23.7518
DK_W_Offshore10 | . | S50 | . | T098 | 0.06 | 23.7518
DK_W_Offshore10 | . | S50 | . | T099 | 0.06 | 23.7518
DK_W_Offshore10 | . | S50 | . | T100 | 0.06 | 23.7518
DK_W_Offshore10 | . | S50 | . | T101 | 0.06 | 23.7518
DK_W_Offshore10 | . | S50 | . | T102 | 0.06 | 23.7518
DK_W_Offshore10 | . | S50 | . | T103 | 0.06 | 23.7518
DK_W_Offshore10 | . | S50 | . | T104 | 0.19 | 75.2141
DK_W_Offshore10 | . | S50 | . | T105 | 0.19 | 75.2141
DK_W_Offshore10 | . | S50 | . | T106 | 0.12 | 47.5036
DK_W_Offshore10 | . | S50 | . | T107 | 0.12 | 47.5036
DK_W_Offshore10 | . | S50 | . | T108 | 0.12 | 47.5036
DK_W_Offshore10 | . | S50 | . | T109 | 0.12 | 47.5036
DK_W_Offshore10 | . | S50 | . | T110 | 0.12 | 47.5036
DK_W_Offshore10 | . | S50 | . | T111 | 0.12 | 47.5036
DK_W_Offshore10 | . | S50 | . | T112 | 0.12 | 47.5036
DK_W_Offshore10 | . | S50 | . | T113 | 0.12 | 47.5036
DK_W_Offshore10 | . | S50 | . | T114 | 0.12 | 47.5036
DK_W_Offshore10 | . | S50 | . | T115 | 0.12 | 47.5036
DK_W_Offshore10 | . | S50 | . | T116 | 0.12 | 47.5036
DK_W_Offshore10 | . | S50 | . | T117 | 0.12 | 47.5036
DK_W_Offshore10 | . | S50 | . | T118 | 0.19 | 75.2141
DK_W_Offshore10 | . | S50 | . | T119 | 0.19 | 75.2141
DK_W_Offshore10 | . | S50 | . | T120 | 0.12 | 47.5036
DK_W_Offshore10 | . | S50 | . | T121 | 0.06 | 23.7518
DK_W_Offshore10 | . | S50 | . | T122 | 0.03 | 11.8759
DK_W_Offshore10 | . | S50 | . | T123 | 0.03 | 11.8759
DK_W_Offshore10 | . | S50 | . | T124 | 0 | 0
DK_W_Offshore10 | . | S50 | . | T125 | 0 | 0
DK_W_Offshore10 | . | S50 | . | T126 | 0 | 0
DK_W_Offshore10 | . | S50 | . | T127 | 0 | 0
DK_W_Offshore10 | . | S50 | . | T128 | 0 | 0
DK_W_Offshore10 | . | S50 | . | T129 | 0 | 0
DK_W_Offshore10 | . | S50 | . | T130 | 0 | 0
DK_W_Offshore10 | . | S50 | . | T131 | 0 | 0
DK_W_Offshore10 | . | S50 | . | T132 | 0.03 | 11.8759
DK_W_Offshore10 | . | S50 | . | T133 | 0.03 | 11.8759
DK_W_Offshore10 | . | S50 | . | T134 | 0.06 | 23.7518
DK_W_Offshore10 | . | S50 | . | T135 | 0.06 | 23.7518
DK_W_Offshore10 | . | S50 | . | T136 | 0.12 | 47.5036
DK_W_Offshore10 | . | S50 | . | T137 | 0.19 | 75.2141
DK_W_Offshore10 | . | S50 | . | T138 | 0.3 | 118.759
DK_W_Offshore10 | . | S50 | . | T139 | 0.42 | 166.2627
DK_W_Offshore10 | . | S50 | . | T140 | 0.42 | 166.2627
DK_W_Offshore10 | . | S50 | . | T141 | 0.3 | 118.759
DK_W_Offshore10 | . | S50 | . | T142 | 0.3 | 118.759
DK_W_Offshore10 | . | S50 | . | T143 | 0.3 | 118.759
DK_W_Offshore10 | . | S50 | . | T144 | 0.3 | 118.759
DK_W_Offshore10 | . | S50 | . | T145 | 0.3 | 118.759
DK_W_Offshore10 | . | S50 | . | T146 | 0.3 | 118.759
DK_W_Offshore10 | . | S50 | . | T147 | 0.3 | 118.759
DK_W_Offshore10 | . | S50 | . | T148 | 0.3 | 118.759
DK_W_Offshore10 | . | S50 | . | T149 | 0.19 | 75.2141
DK_W_Offshore10 | . | S50 | . | T150 | 0.19 | 75.2141
DK_W_Offshore10 | . | S50 | . | T151 | 0.12 | 47.5036
DK_W_Offshore10 | . | S50 | . | T152 | 0.3 | 118.759
DK_W_Offshore10 | . | S50 | . | T153 | 0.19 | 75.2141
DK_W_Offshore10 | . | S50 | . | T154 | 0.19 | 75.2141
DK_W_Offshore10 | . | S50 | . | T155 | 0.19 | 75.2141
DK_W_Offshore10 | . | S50 | . | T156 | 0.12 | 47.5036
DK_W_Offshore10 | . | S50 | . | T157 | 0.12 | 47.5036
DK_W_Offshore10 | . | S50 | . | T158 | 0.19 | 75.2141
DK_W_Offshore10 | . | S50 | . | T159 | 0.19 | 75.2141
DK_W_Offshore10 | . | S50 | . | T160 | 0.19 | 75.2141
DK_W_Offshore10 | . | S50 | . | T161 | 0.19 | 75.2141
DK_W_Offshore10 | . | S50 | . | T162 | 0.19 | 75.2141
DK_W_Offshore10 | . | S50 | . | T163 | 0.19 | 75.2141
DK_W_Offshore10 | . | S50 | . | T164 | 0.12 | 47.5036
DK_W_Offshore10 | . | S50 | . | T165 | 0.12 | 47.5036
DK_W_Offshore10 | . | S50 | . | T166 | 0.12 | 47.5036
DK_W_Offshore10 | . | S50 | . | T167 | 0.06 | 23.7518
DK_W_Offshore10 | . | S50 | . | T168 | 0.06 | 23.7518
DK_W_Offshore10 | . | S51 | . | T001 | 0.06 | 23.7518
DK_W_Offshore10 | . | S51 | . | T002 | 0.06 | 23.7518
DK_W_Offshore10 | . | S51 | . | T003 | 0.06 | 23.7518
DK_W_Offshore10 | . | S51 | . | T004 | 0.06 | 23.7518
DK_W_Offshore10 | . | S51 | . | T005 | 0.06 | 23.7518
DK_W_Offshore10 | . | S51 | . | T006 | 0.06 | 23.7518
DK_W_Offshore10 | . | S51 | . | T007 | 0.03 | 11.8759
DK_W_Offshore10 | . | S51 | . | T008 | 0.06 | 23.7518
DK_W_Offshore10 | . | S51 | . | T009 | 0.06 | 23.7518
DK_W_Offshore10 | . | S51 | . | T010 | 0.12 | 47.5036
DK_W_Offshore10 | . | S51 | . | T011 | 0.06 | 23.7518
DK_W_Offshore10 | . | S51 | . | T012 | 0.12 | 47.5036
DK_W_Offshore10 | . | S51 | . | T013 | 0.19 | 75.2141
DK_W_Offshore10 | . | S51 | . | T014 | 0.42 | 166.2627
DK_W_Offshore10 | . | S51 | . | T015 | 0.57 | 225.6422
DK_W_Offshore10 | . | S51 | . | T016 | 0.57 | 225.6422
DK_W_Offshore10 | . | S51 | . | T017 | 0.57 | 225.6422
DK_W_Offshore10 | . | S51 | . | T018 | 0.57 | 225.6422
DK_W_Offshore10 | . | S51 | . | T019 | 0.57 | 225.6422
DK_W_Offshore10 | . | S51 | . | T020 | 0.42 | 166.2627
DK_W_Offshore10 | . | S51 | . | T021 | 0.42 | 166.2627
DK_W_Offshore10 | . | S51 | . | T022 | 0.42 | 166.2627
DK_W_Offshore10 | . | S51 | . | T023 | 0.3 | 118.759
DK_W_Offshore10 | . | S51 | . | T024 | 0.3 | 118.759
DK_W_Offshore10 | . | S51 | . | T025 | 0.19 | 75.2141
DK_W_Offshore10 | . | S51 | . | T026 | 0.19 | 75.2141
DK_W_Offshore10 | . | S51 | . | T027 | 0.3 | 118.759
DK_W_Offshore10 | . | S51 | . | T028 | 0.3 | 118.759
DK_W_Offshore10 | . | S51 | . | T029 | 0.3 | 118.759
DK_W_Offshore10 | . | S51 | . | T030 | 0.3 | 118.759
DK_W_Offshore10 | . | S51 | . | T031 | 0.42 | 166.2627
DK_W_Offshore10 | . | S51 | . | T032 | 0.42 | 166.2627
DK_W_Offshore10 | . | S51 | . | T033 | 0.42 | 166.2627
DK_W_Offshore10 | . | S51 | . | T034 | 0.42 | 166.2627
DK_W_Offshore10 | . | S51 | . | T035 | 0.42 | 166.2627
DK_W_Offshore10 | . | S51 | . | T036 | 0.3 | 118.759
DK_W_Offshore10 | . | S51 | . | T037 | 0.3 | 118.759
DK_W_Offshore10 | . | S51 | . | T038 | 0.19 | 75.2141
DK_W_Offshore10 | . | S51 | . | T039 | 0.19 | 75.2141
DK_W_Offshore10 | . | S51 | . | T040 | 0.19 | 75.2141
DK_W_Offshore10 | . | S51 | . | T041 | 0.19 | 75.2141
DK_W_Offshore10 | . | S51 | . | T042 | 0.19 | 75.2141
DK_W_Offshore10 | . | S51 | . | T043 | 0.19 | 75.2141
DK_W_Offshore10 | . | S51 | . | T044 | 0.12 | 47.5036
DK_W_Offshore10 | . | S51 | . | T045 | 0.12 | 47.5036
DK_W_Offshore10 | . | S51 | . | T046 | 0.06 | 23.7518
DK_W_Offshore10 | . | S51 | . | T047 | 0.06 | 23.7518
DK_W_Offshore10 | . | S51 | . | T048 | 0.12 | 47.5036
DK_W_Offshore10 | . | S51 | . | T049 | 0.19 | 75.2141
DK_W_Offshore10 | . | S51 | . | T050 | 0.3 | 118.759
DK_W_Offshore10 | . | S51 | . | T051 | 0.3 | 118.759
DK_W_Offshore10 | . | S51 | . | T052 | 0.42 | 166.2627
DK_W_Offshore10 | . | S51 | . | T053 | 0.57 | 225.6422
DK_W_Offshore10 | . | S51 | . | T054 | 0.57 | 225.6422
DK_W_Offshore10 | . | S51 | . | T055 | 0.57 | 225.6422
DK_W_Offshore10 | . | S51 | . | T056 | 0.57 | 225.6422
DK_W_Offshore10 | . | S51 | . | T057 | 0.72 | 285.0217
DK_W_Offshore10 | . | S51 | . | T058 | 0.85 | 336.484
DK_W_Offshore10 | . | S51 | . | T059 | 0.85 | 336.484
DK_W_Offshore10 | . | S51 | . | T060 | 0.85 | 336.484
DK_W_Offshore10 | . | S51 | . | T061 | 0.85 | 336.484
DK_W_Offshore10 | . | S51 | . | T062 | 0.85 | 336.484
DK_W_Offshore10 | . | S51 | . | T063 | 0.85 | 336.484
DK_W_Offshore10 | . | S51 | . | T064 | 0.85 | 336.484
DK_W_Offshore10 | . | S51 | . | T065 | 0.85 | 336.484
DK_W_Offshore10 | . | S51 | . | T066 | 0.85 | 336.484
DK_W_Offshore10 | . | S51 | . | T067 | 0.85 | 336.484
DK_W_Offshore10 | . | S51 | . | T068 | 0.85 | 336.484
DK_W_Offshore10 | . | S51 | . | T069 | 0.85 | 336.484
DK_W_Offshore10 | . | S51 | . | T070 | 0.95 | 376.0703
DK_W_Offshore10 | . | S51 | . | T071 | 0.95 | 376.0703
DK_W_Offshore10 | . | S51 | . | T072 | 0.99 | 391.9049
DK_W_Offshore10 | . | S51 | . | T073 | 1 | 395.8635
DK_W_Offshore10 | . | S51 | . | T074 | 1 | 395.8635
DK_W_Offshore10 | . | S51 | . | T075 | 1 | 395.8635
DK_W_Offshore10 | . | S51 | . | T076 | 1 | 395.8635
DK_W_Offshore10 | . | S51 | . | T077 | 1 | 395.8635
DK_W_Offshore10 | . | S51 | . | T078 | 1 | 395.8635
DK_W_Offshore10 | . | S51 | . | T079 | 1 | 395.8635
DK_W_Offshore10 | . | S51 | . | T080 | 1 | 395.8635
DK_W_Offshore10 | . | S51 | . | T081 | 1 | 395.8635
DK_W_Offshore10 | . | S51 | . | T082 | 1 | 395.8635
DK_W_Offshore10 | . | S51 | . | T083 | 1 | 395.8635
DK_W_Offshore10 | . | S51 | . | T084 | 1 | 395.8635
DK_W_Offshore10 | . | S51 | . | T085 | 1 | 395.8635
DK_W_Offshore10 | . | S51 | . | T086 | 1 | 395.8635
DK_W_Offshore10 | . | S51 | . | T087 | 1 | 395.8635
DK_W_Offshore10 | . | S51 | . | T088 | 1 | 395.8635
DK_W_Offshore10 | . | S51 | . | T089 | 1 | 395.8635
DK_W_Offshore10 | . | S51 | . | T090 | 0.99 | 391.9049
DK_W_Offshore10 | . | S51 | . | T091 | 0.95 | 376.0703
DK_W_Offshore10 | . | S51 | . | T092 | 0.99 | 391.9049
DK_W_Offshore10 | . | S51 | . | T093 | 1 | 395.8635
DK_W_Offshore10 | . | S51 | . | T094 | 0.99 | 391.9049
DK_W_Offshore10 | . | S51 | . | T095 | 0.99 | 391.9049
DK_W_Offshore10 | . | S51 | . | T096 | 0.99 | 391.9049
DK_W_Offshore10 | . | S51 | . | T097 | 0.99 | 391.9049
DK_W_Offshore10 | . | S51 | . | T098 | 0.99 | 391.9049
DK_W_Offshore10 | . | S51 | . | T099 | 0.99 | 391.9049
DK_W_Offshore10 | . | S51 | . | T100 | 0.95 | 376.0703
DK_W_Offshore10 | . | S51 | . | T101 | 0.95 | 376.0703
DK_W_Offshore10 | . | S51 | . | T102 | 0.85 | 336.484
DK_W_Offshore10 | . | S51 | . | T103 | 0.85 | 336.484
DK_W_Offshore10 | . | S51 | . | T104 | 0.57 | 225.6422
DK_W_Offshore10 | . | S51 | . | T105 | 0.3 | 118.759
DK_W_Offshore10 | . | S51 | . | T106 | 0.19 | 75.2141
DK_W_Offshore10 | . | S51 | . | T107 | 0.3 | 118.759
DK_W_Offshore10 | . | S51 | . | T108 | 0.42 | 166.2627
DK_W_Offshore10 | . | S51 | . | T109 | 0.72 | 285.0217
DK_W_Offshore10 | . | S51 | . | T110 | 0.95 | 376.0703
DK_W_Offshore10 | . | S51 | . | T111 | 0.99 | 391.9049
DK_W_Offshore10 | . | S51 | . | T112 | 1 | 395.8635
DK_W_Offshore10 | . | S51 | . | T113 | 1 | 395.8635
DK_W_Offshore10 | . | S51 | . | T114 | 1 | 395.8635
DK_W_Offshore10 | . | S51 | . | T115 | 1 | 395.8635
DK_W_Offshore10 | . | S51 | . | T116 | 1 | 395.8635
DK_W_Offshore10 | . | S51 | . | T117 | 1 | 395.8635
DK_W_Offshore10 | . | S51 | . | T118 | 1 | 395.8635
DK_W_Offshore10 | . | S51 | . | T119 | 1 | 395.8635
DK_W_Offshore10 | . | S51 | . | T120 | 1 | 395.8635
DK_W_Offshore10 | . | S51 | . | T121 | 1 | 395.8635
DK_W_Offshore10 | . | S51 | . | T122 | 1 | 395.8635
DK_W_Offshore10 | . | S51 | . | T123 | 1 | 395.8635
DK_W_Offshore10 | . | S51 | . | T124 | 1 | 395.8635
DK_W_Offshore10 | . | S51 | . | T125 | 1 | 395.8635
DK_W_Offshore10 | . | S51 | . | T126 | 1 | 395.8635
DK_W_Offshore10 | . | S51 | . | T127 | 1 | 395.8635
DK_W_Offshore10 | . | S51 | . | T128 | 0.99 | 391.9049
DK_W_Offshore10 | . | S51 | . | T129 | 1 | 395.8635
DK_W_Offshore10 | . | S51 | . | T130 | 1 | 395.8635
DK_W_Offshore10 | . | S51 | . | T131 | 1 | 395.8635
DK_W_Offshore10 | . | S51 | . | T132 | 1 | 395.8635
DK_W_Offshore10 | . | S51 | . | T133 | 1 | 395.8635
DK_W_Offshore10 | . | S51 | . | T134 | 1 | 395.8635
DK_W_Offshore10 | . | S51 | . | T135 | 0.99 | 391.9049
DK_W_Offshore10 | . | S51 | . | T136 | 0.85 | 336.484
DK_W_Offshore10 | . | S51 | . | T137 | 0.57 | 225.6422
DK_W_Offshore10 | . | S51 | . | T138 | 0.42 | 166.2627
DK_W_Offshore10 | . | S51 | . | T139 | 0.19 | 75.2141
DK_W_Offshore10 | . | S51 | . | T140 | 0.19 | 75.2141
DK_W_Offshore10 | . | S51 | . | T141 | 0.12 | 47.5036
DK_W_Offshore10 | . | S51 | . | T142 | 0.12 | 47.5036
DK_W_Offshore10 | . | S51 | . | T143 | 0.06 | 23.7518
DK_W_Offshore10 | . | S51 | . | T144 | 0.03 | 11.8759
DK_W_Offshore10 | . | S51 | . | T145 | 0.03 | 11.8759
DK_W_Offshore10 | . | S51 | . | T146 | 0.03 | 11.8759
DK_W_Offshore10 | . | S51 | . | T147 | 0.03 | 11.8759
DK_W_Offshore10 | . | S51 | . | T148 | 0.06 | 23.7518
DK_W_Offshore10 | . | S51 | . | T149 | 0.06 | 23.7518
DK_W_Offshore10 | . | S51 | . | T150 | 0.12 | 47.5036
DK_W_Offshore10 | . | S51 | . | T151 | 0.12 | 47.5036
DK_W_Offshore10 | . | S51 | . | T152 | 0.12 | 47.5036
DK_W_Offshore10 | . | S51 | . | T153 | 0.12 | 47.5036
DK_W_Offshore10 | . | S51 | . | T154 | 0.12 | 47.5036
DK_W_Offshore10 | . | S51 | . | T155 | 0.12 | 47.5036
DK_W_Offshore10 | . | S51 | . | T156 | 0.12 | 47.5036
DK_W_Offshore10 | . | S51 | . | T157 | 0.06 | 23.7518
DK_W_Offshore10 | . | S51 | . | T158 | 0.06 | 23.7518
DK_W_Offshore10 | . | S51 | . | T159 | 0.03 | 11.8759
DK_W_Offshore10 | . | S51 | . | T160 | 0 | 0
DK_W_Offshore10 | . | S51 | . | T161 | 0 | 0
DK_W_Offshore10 | . | S51 | . | T162 | 0.06 | 23.7518
DK_W_Offshore10 | . | S51 | . | T163 | 0.19 | 75.2141
DK_W_Offshore10 | . | S51 | . | T164 | 0.3 | 118.759
DK_W_Offshore10 | . | S51 | . | T165 | 0.72 | 285.0217
DK_W_Offshore10 | . | S51 | . | T166 | 0.72 | 285.0217
DK_W_Offshore10 | . | S51 | . | T167 | 0.42 | 166.2627
DK_W_Offshore10 | . | S51 | . | T168 | 0.3 | 118.759
DK_W_Offshore10 | . | S52 | . | T001 | 0.19 | 75.2141
DK_W_Offshore10 | . | S52 | . | T002 | 0.12 | 47.5036
DK_W_Offshore10 | . | S52 | . | T003 | 0.19 | 75.2141
DK_W_Offshore10 | . | S52 | . | T004 | 0.3 | 118.759
DK_W_Offshore10 | . | S52 | . | T005 | 0.42 | 166.2627
DK_W_Offshore10 | . | S52 | . | T006 | 0.72 | 285.0217
DK_W_Offshore10 | . | S52 | . | T007 | 0.85 | 336.484
DK_W_Offshore10 | . | S52 | . | T008 | 0.95 | 376.0703
DK_W_Offshore10 | . | S52 | . | T009 | 0.99 | 391.9049
DK_W_Offshore10 | . | S52 | . | T010 | 0.99 | 391.9049
DK_W_Offshore10 | . | S52 | . | T011 | 1 | 395.8635
DK_W_Offshore10 | . | S52 | . | T012 | 1 | 395.8635
DK_W_Offshore10 | . | S52 | . | T013 | 1 | 395.8635
DK_W_Offshore10 | . | S52 | . | T014 | 1 | 395.8635
DK_W_Offshore10 | . | S52 | . | T015 | 1 | 395.8635
DK_W_Offshore10 | . | S52 | . | T016 | 1 | 395.8635
DK_W_Offshore10 | . | S52 | . | T017 | 1 | 395.8635
DK_W_Offshore10 | . | S52 | . | T018 | 1 | 395.8635
DK_W_Offshore10 | . | S52 | . | T019 | 1 | 395.8635
DK_W_Offshore10 | . | S52 | . | T020 | 1 | 395.8635
DK_W_Offshore10 | . | S52 | . | T021 | 1 | 395.8635
DK_W_Offshore10 | . | S52 | . | T022 | 1 | 395.8635
DK_W_Offshore10 | . | S52 | . | T023 | 1 | 395.8635
DK_W_Offshore10 | . | S52 | . | T024 | 0.99 | 391.9049
DK_W_Offshore10 | . | S52 | . | T025 | 0.95 | 376.0703
DK_W_Offshore10 | . | S52 | . | T026 | 0.85 | 336.484
DK_W_Offshore10 | . | S52 | . | T027 | 0.85 | 336.484
DK_W_Offshore10 | . | S52 | . | T028 | 0.85 | 336.484
DK_W_Offshore10 | . | S52 | . | T029 | 0.72 | 285.0217
DK_W_Offshore10 | . | S52 | . | T030 | 0.72 | 285.0217
DK_W_Offshore10 | . | S52 | . | T031 | 0.85 | 336.484
DK_W_Offshore10 | . | S52 | . | T032 | 0.85 | 336.484
DK_W_Offshore10 | . | S52 | . | T033 | 0.85 | 336.484
DK_W_Offshore10 | . | S52 | . | T034 | 0.85 | 336.484
DK_W_Offshore10 | . | S52 | . | T035 | 0.85 | 336.484
DK_W_Offshore10 | . | S52 | . | T036 | 0.85 | 336.484
DK_W_Offshore10 | . | S52 | . | T037 | 0.85 | 336.484
DK_W_Offshore10 | . | S52 | . | T038 | 0.72 | 285.0217
DK_W_Offshore10 | . | S52 | . | T039 | 0.72 | 285.0217
DK_W_Offshore10 | . | S52 | . | T040 | 0.72 | 285.0217
DK_W_Offshore10 | . | S52 | . | T041 | 0.85 | 336.484
DK_W_Offshore10 | . | S52 | . | T042 | 0.95 | 376.0703
DK_W_Offshore10 | . | S52 | . | T043 | 1 | 395.8635
DK_W_Offshore10 | . | S52 | . | T044 | 1 | 395.8635
DK_W_Offshore10 | . | S52 | . | T045 | 1 | 395.8635
DK_W_Offshore10 | . | S52 | . | T046 | 1 | 395.8635
DK_W_Offshore10 | . | S52 | . | T047 | 1 | 395.8635
DK_W_Offshore10 | . | S52 | . | T048 | 1 | 395.8635
DK_W_Offshore10 | . | S52 | . | T049 | 0.95 | 376.0703
DK_W_Offshore10 | . | S52 | . | T050 | 0.95 | 376.0703
DK_W_Offshore10 | . | S52 | . | T051 | 0.99 | 391.9049
DK_W_Offshore10 | . | S52 | . | T052 | 0.99 | 391.9049
DK_W_Offshore10 | . | S52 | . | T053 | 0.99 | 391.9049
DK_W_Offshore10 | . | S52 | . | T054 | 0.99 | 391.9049
DK_W_Offshore10 | . | S52 | . | T055 | 1 | 395.8635
DK_W_Offshore10 | . | S52 | . | T056 | 1 | 395.8635
DK_W_Offshore10 | . | S52 | . | T057 | 0.99 | 391.9049
DK_W_Offshore10 | . | S52 | . | T058 | 0.95 | 376.0703
DK_W_Offshore10 | . | S52 | . | T059 | 0.72 | 285.0217
DK_W_Offshore10 | . | S52 | . | T060 | 0.72 | 285.0217
DK_W_Offshore10 | . | S52 | . | T061 | 0.72 | 285.0217
DK_W_Offshore10 | . | S52 | . | T062 | 0.85 | 336.484
DK_W_Offshore10 | . | S52 | . | T063 | 0.85 | 336.484
DK_W_Offshore10 | . | S52 | . | T064 | 0.95 | 376.0703
DK_W_Offshore10 | . | S52 | . | T065 | 0.99 | 391.9049
DK_W_Offshore10 | . | S52 | . | T066 | 0.99 | 391.9049
DK_W_Offshore10 | . | S52 | . | T067 | 0.99 | 391.9049
DK_W_Offshore10 | . | S52 | . | T068 | 0.99 | 391.9049
DK_W_Offshore10 | . | S52 | . | T069 | 0.99 | 391.9049
DK_W_Offshore10 | . | S52 | . | T070 | 0.95 | 376.0703
DK_W_Offshore10 | . | S52 | . | T071 | 0.95 | 376.0703
DK_W_Offshore10 | . | S52 | . | T072 | 0.95 | 376.0703
DK_W_Offshore10 | . | S52 | . | T073 | 0.85 | 336.484
DK_W_Offshore10 | . | S52 | . | T074 | 0.85 | 336.484
DK_W_Offshore10 | . | S52 | . | T075 | 0.85 | 336.484
DK_W_Offshore10 | . | S52 | . | T076 | 0.85 | 336.484
DK_W_Offshore10 | . | S52 | . | T077 | 0.99 | 391.9049
DK_W_Offshore10 | . | S52 | . | T078 | 1 | 395.8635
DK_W_Offshore10 | . | S52 | . | T079 | 1 | 395.8635
DK_W_Offshore10 | . | S52 | . | T080 | 1 | 395.8635
DK_W_Offshore10 | . | S52 | . | T081 | 1 | 395.8635
DK_W_Offshore10 | . | S52 | . | T082 | 1 | 395.8635
DK_W_Offshore10 | . | S52 | . | T083 | 1 | 395.8635
DK_W_Offshore10 | . | S52 | . | T084 | 1 | 395.8635
DK_W_Offshore10 | . | S52 | . | T085 | 1 | 395.8635
DK_W_Offshore10 | . | S52 | . | T086 | 1 | 395.8635
DK_W_Offshore10 | . | S52 | . | T087 | 1 | 395.8635
DK_W_Offshore10 | . | S52 | . | T088 | 1 | 395.8635
DK_W_Offshore10 | . | S52 | . | T089 | 1 | 395.8635
DK_W_Offshore10 | . | S52 | . | T090 | 1 | 395.8635
DK_W_Offshore10 | . | S52 | . | T091 | 1 | 395.8635
DK_W_Offshore10 | . | S52 | . | T092 | 0.99 | 391.9049
DK_W_Offshore10 | . | S52 | . | T093 | 0.95 | 376.0703
DK_W_Offshore10 | . | S52 | . | T094 | 0.85 | 336.484
DK_W_Offshore10 | . | S52 | . | T095 | 0.85 | 336.484
DK_W_Offshore10 | . | S52 | . | T096 | 0.72 | 285.0217
DK_W_Offshore10 | . | S52 | . | T097 | 0.72 | 285.0217
DK_W_Offshore10 | . | S52 | . | T098 | 0.57 | 225.6422
DK_W_Offshore10 | . | S52 | . | T099 | 0.42 | 166.2627
DK_W_Offshore10 | . | S52 | . | T100 | 0.19 | 75.2141
DK_W_Offshore10 | . | S52 | . | T101 | 0.06 | 23.7518
DK_W_Offshore10 | . | S52 | . | T102 | 0.06 | 23.7518
DK_W_Offshore10 | . | S52 | . | T103 | 0.12 | 47.5036
DK_W_Offshore10 | . | S52 | . | T104 | 0.19 | 75.2141
DK_W_Offshore10 | . | S52 | . | T105 | 0.19 | 75.2141
DK_W_Offshore10 | . | S52 | . | T106 | 0.12 | 47.5036
DK_W_Offshore10 | . | S52 | . | T107 | 0.03 | 11.8759
DK_W_Offshore10 | . | S52 | . | T108 | 0 | 0
DK_W_Offshore10 | . | S52 | . | T109 | 0.03 | 11.8759
DK_W_Offshore10 | . | S52 | . | T110 | 0.19 | 75.2141
DK_W_Offshore10 | . | S52 | . | T111 | 0.3 | 118.759
DK_W_Offshore10 | . | S52 | . | T112 | 0.3 | 118.759
DK_W_Offshore10 | . | S52 | . | T113 | 0.3 | 118.759
DK_W_Offshore10 | . | S52 | . | T114 | 0.57 | 225.6422
DK_W_Offshore10 | . | S52 | . | T115 | 0.42 | 166.2627
DK_W_Offshore10 | . | S52 | . | T116 | 0.42 | 166.2627
DK_W_Offshore10 | . | S52 | . | T117 | 0.3 | 118.759
DK_W_Offshore10 | . | S52 | . | T118 | 0.19 | 75.2141
DK_W_Offshore10 | . | S52 | . | T119 | 0.12 | 47.5036
DK_W_Offshore10 | . | S52 | . | T120 | 0.03 | 11.8759
DK_W_Offshore10 | . | S52 | . | T121 | 0.03 | 11.8759
DK_W_Offshore10 | . | S52 | . | T122 | 0.06 | 23.7518
DK_W_Offshore10 | . | S52 | . | T123 | 0.19 | 75.2141
DK_W_Offshore10 | . | S52 | . | T124 | 0.42 | 166.2627
DK_W_Offshore10 | . | S52 | . | T125 | 0.85 | 336.484
DK_W_Offshore10 | . | S52 | . | T126 | 0.99 | 391.9049
DK_W_Offshore10 | . | S52 | . | T127 | 1 | 395.8635
DK_W_Offshore10 | . | S52 | . | T128 | 1 | 395.8635
DK_W_Offshore10 | . | S52 | . | T129 | 1 | 395.8635
DK_W_Offshore10 | . | S52 | . | T130 | 0.72 | 285.0217
DK_W_Offshore10 | . | S52 | . | T131 | 0.57 | 225.6422
DK_W_Offshore10 | . | S52 | . | T132 | 0.57 | 225.6422
DK_W_Offshore10 | . | S52 | . | T133 | 0.57 | 225.6422
DK_W_Offshore10 | . | S52 | . | T134 | 0.57 | 225.6422
DK_W_Offshore10 | . | S52 | . | T135 | 0.57 | 225.6422
DK_W_Offshore10 | . | S52 | . | T136 | 0.3 | 118.759
DK_W_Offshore10 | . | S52 | . | T137 | 0.19 | 75.2141
DK_W_Offshore10 | . | S52 | . | T138 | 0.42 | 166.2627
DK_W_Offshore10 | . | S52 | . | T139 | 0.99 | 391.9049
DK_W_Offshore10 | . | S52 | . | T140 | 1 | 395.8635
DK_W_Offshore10 | . | S52 | . | T141 | 1 | 395.8635
DK_W_Offshore10 | . | S52 | . | T142 | 0.99 | 391.9049
DK_W_Offshore10 | . | S52 | . | T143 | 0.72 | 285.0217
DK_W_Offshore10 | . | S52 | . | T144 | 0.42 | 166.2627
DK_W_Offshore10 | . | S52 | . | T145 | 0.42 | 166.2627
DK_W_Offshore10 | . | S52 | . | T146 | 0.85 | 336.484
DK_W_Offshore10 | . | S52 | . | T147 | 0.99 | 391.9049
DK_W_Offshore10 | . | S52 | . | T148 | 1 | 395.8635
DK_W_Offshore10 | . | S52 | . | T149 | 0.95 | 376.0703
DK_W_Offshore10 | . | S52 | . | T150 | 0.85 | 336.484
DK_W_Offshore10 | . | S52 | . | T151 | 0.72 | 285.0217
DK_W_Offshore10 | . | S52 | . | T152 | 0.19 | 75.2141
DK_W_Offshore10 | . | S52 | . | T153 | 0.12 | 47.5036
DK_W_Offshore10 | . | S52 | . | T154 | 0.12 | 47.5036
DK_W_Offshore10 | . | S52 | . | T155 | 0.12 | 47.5036
DK_W_Offshore10 | . | S52 | . | T156 | 0.06 | 23.7518
DK_W_Offshore10 | . | S52 | . | T157 | 0.06 | 23.7518
DK_W_Offshore10 | . | S52 | . | T158 | 0.06 | 23.7518
DK_W_Offshore10 | . | S52 | . | T159 | 0.03 | 11.8759
DK_W_Offshore10 | . | S52 | . | T160 | 0 | 0
DK_W_Offshore10 | . | S52 | . | T161 | 0 | 0
DK_W_Offshore10 | . | S52 | . | T162 | 0 | 0
DK_W_Offshore10 | . | S52 | . | T163 | 0 | 0
DK_W_Offshore10 | . | S52 | . | T164 | 0.03 | 11.8759
DK_W_Offshore10 | . | S52 | . | T165 | 0.06 | 23.7518
DK_W_Offshore10 | . | S52 | . | T166 | 0.12 | 47.5036
DK_W_Offshore10 | . | S52 | . | T167 | 0.19 | 75.2141
DK_W_Offshore10 | . | S52 | . | T168 | 0.3 | 118.759

## DK_E_Offshore10
[6 empty] | Hourly Production, [MWh] | Total, annual production [MWh]
area |  | season |  | time | var_factor
DK_E_Offshore10 | . | S01 | . | T001 | 0.12 | 43.3263 | 1380853.3169 | DO NOT CARE ABOUT THESE GREY DATA
DK_E_Offshore10 | . | S01 | . | T002 | 0.12 | 43.3263 |  | 2012 | MW | IHOURS | 1.0027
DK_E_Offshore10 | . | S01 | . | T003 | 0.19 | 68.6 |  | Wind installed | 373 | IWIND_SUMST | 3835.0269
DK_E_Offshore10 | . | S01 | . | T004 | 0.3 | 108.3158 |  | FLH | 3712.19
DK_E_Offshore10 | . | S01 | . | T005 | 0.3 | 108.3158
DK_E_Offshore10 | . | S01 | . | T006 | 0.42 | 151.6421
DK_E_Offshore10 | . | S01 | . | T007 | 0.72 | 259.958
DK_E_Offshore10 | . | S01 | . | T008 | 0.85 | 306.8948
DK_E_Offshore10 | . | S01 | . | T009 | 0.85 | 306.8948
DK_E_Offshore10 | . | S01 | . | T010 | 0.95 | 343.0001
DK_E_Offshore10 | . | S01 | . | T011 | 0.99 | 357.4422
DK_E_Offshore10 | . | S01 | . | T012 | 1 | 361.0527
DK_E_Offshore10 | . | S01 | . | T013 | 1 | 361.0527
DK_E_Offshore10 | . | S01 | . | T014 | 1 | 361.0527
DK_E_Offshore10 | . | S01 | . | T015 | 1 | 361.0527
DK_E_Offshore10 | . | S01 | . | T016 | 1 | 361.0527
DK_E_Offshore10 | . | S01 | . | T017 | 1 | 361.0527
DK_E_Offshore10 | . | S01 | . | T018 | 0.99 | 357.4422
DK_E_Offshore10 | . | S01 | . | T019 | 0.95 | 343.0001
DK_E_Offshore10 | . | S01 | . | T020 | 0.95 | 343.0001
DK_E_Offshore10 | . | S01 | . | T021 | 0.85 | 306.8948
DK_E_Offshore10 | . | S01 | . | T022 | 0.72 | 259.958
DK_E_Offshore10 | . | S01 | . | T023 | 0.72 | 259.958
DK_E_Offshore10 | . | S01 | . | T024 | 0.72 | 259.958
DK_E_Offshore10 | . | S01 | . | T025 | 0.72 | 259.958
DK_E_Offshore10 | . | S01 | . | T026 | 0.72 | 259.958
DK_E_Offshore10 | . | S01 | . | T027 | 0.57 | 205.8
DK_E_Offshore10 | . | S01 | . | T028 | 0.42 | 151.6421
DK_E_Offshore10 | . | S01 | . | T029 | 0.42 | 151.6421
DK_E_Offshore10 | . | S01 | . | T030 | 0.42 | 151.6421
DK_E_Offshore10 | . | S01 | . | T031 | 0.42 | 151.6421
DK_E_Offshore10 | . | S01 | . | T032 | 0.85 | 306.8948
DK_E_Offshore10 | . | S01 | . | T033 | 0.95 | 343.0001
DK_E_Offshore10 | . | S01 | . | T034 | 0.99 | 357.4422
DK_E_Offshore10 | . | S01 | . | T035 | 0.99 | 357.4422
DK_E_Offshore10 | . | S01 | . | T036 | 1 | 361.0527
DK_E_Offshore10 | . | S01 | . | T037 | 1 | 361.0527
DK_E_Offshore10 | . | S01 | . | T038 | 1 | 361.0527
DK_E_Offshore10 | . | S01 | . | T039 | 1 | 361.0527
DK_E_Offshore10 | . | S01 | . | T040 | 1 | 361.0527
DK_E_Offshore10 | . | S01 | . | T041 | 1 | 361.0527
DK_E_Offshore10 | . | S01 | . | T042 | 0.99 | 357.4422
DK_E_Offshore10 | . | S01 | . | T043 | 0.99 | 357.4422
DK_E_Offshore10 | . | S01 | . | T044 | 0.95 | 343.0001
DK_E_Offshore10 | . | S01 | . | T045 | 0.85 | 306.8948
DK_E_Offshore10 | . | S01 | . | T046 | 0.85 | 306.8948
DK_E_Offshore10 | . | S01 | . | T047 | 0.85 | 306.8948
DK_E_Offshore10 | . | S01 | . | T048 | 0.72 | 259.958
DK_E_Offshore10 | . | S01 | . | T049 | 0.72 | 259.958
DK_E_Offshore10 | . | S01 | . | T050 | 0.72 | 259.958
DK_E_Offshore10 | . | S01 | . | T051 | 0.57 | 205.8
DK_E_Offshore10 | . | S01 | . | T052 | 0.57 | 205.8
DK_E_Offshore10 | . | S01 | . | T053 | 0.42 | 151.6421
DK_E_Offshore10 | . | S01 | . | T054 | 0.42 | 151.6421
DK_E_Offshore10 | . | S01 | . | T055 | 0.42 | 151.6421
DK_E_Offshore10 | . | S01 | . | T056 | 0.3 | 108.3158
DK_E_Offshore10 | . | S01 | . | T057 | 0.3 | 108.3158
DK_E_Offshore10 | . | S01 | . | T058 | 0.19 | 68.6
DK_E_Offshore10 | . | S01 | . | T059 | 0.3 | 108.3158
DK_E_Offshore10 | . | S01 | . | T060 | 0.3 | 108.3158
DK_E_Offshore10 | . | S01 | . | T061 | 0.3 | 108.3158
DK_E_Offshore10 | . | S01 | . | T062 | 0.3 | 108.3158
DK_E_Offshore10 | . | S01 | . | T063 | 0.3 | 108.3158
DK_E_Offshore10 | . | S01 | . | T064 | 0.3 | 108.3158
DK_E_Offshore10 | . | S01 | . | T065 | 0.42 | 151.6421
DK_E_Offshore10 | . | S01 | . | T066 | 0.42 | 151.6421
DK_E_Offshore10 | . | S01 | . | T067 | 0.42 | 151.6421
DK_E_Offshore10 | . | S01 | . | T068 | 0.42 | 151.6421
DK_E_Offshore10 | . | S01 | . | T069 | 0.42 | 151.6421
DK_E_Offshore10 | . | S01 | . | T070 | 0.57 | 205.8
DK_E_Offshore10 | . | S01 | . | T071 | 0.57 | 205.8
DK_E_Offshore10 | . | S01 | . | T072 | 0.57 | 205.8
DK_E_Offshore10 | . | S01 | . | T073 | 0.72 | 259.958
DK_E_Offshore10 | . | S01 | . | T074 | 0.85 | 306.8948
DK_E_Offshore10 | . | S01 | . | T075 | 0.85 | 306.8948
DK_E_Offshore10 | . | S01 | . | T076 | 0.85 | 306.8948
DK_E_Offshore10 | . | S01 | . | T077 | 0.85 | 306.8948
DK_E_Offshore10 | . | S01 | . | T078 | 0.72 | 259.958
DK_E_Offshore10 | . | S01 | . | T079 | 0.72 | 259.958
DK_E_Offshore10 | . | S01 | . | T080 | 0.85 | 306.8948
DK_E_Offshore10 | . | S01 | . | T081 | 0.85 | 306.8948
DK_E_Offshore10 | . | S01 | . | T082 | 0.72 | 259.958
DK_E_Offshore10 | . | S01 | . | T083 | 0.72 | 259.958
DK_E_Offshore10 | . | S01 | . | T084 | 0.72 | 259.958
DK_E_Offshore10 | . | S01 | . | T085 | 0.72 | 259.958
DK_E_Offshore10 | . | S01 | . | T086 | 0.72 | 259.958
DK_E_Offshore10 | . | S01 | . | T087 | 0.72 | 259.958
DK_E_Offshore10 | . | S01 | . | T088 | 0.72 | 259.958
DK_E_Offshore10 | . | S01 | . | T089 | 0.72 | 259.958
DK_E_Offshore10 | . | S01 | . | T090 | 0.72 | 259.958
DK_E_Offshore10 | . | S01 | . | T091 | 0.57 | 205.8
DK_E_Offshore10 | . | S01 | . | T092 | 0.72 | 259.958
DK_E_Offshore10 | . | S01 | . | T093 | 0.57 | 205.8
DK_E_Offshore10 | . | S01 | . | T094 | 0.42 | 151.6421
DK_E_Offshore10 | . | S01 | . | T095 | 0.3 | 108.3158
DK_E_Offshore10 | . | S01 | . | T096 | 0.3 | 108.3158
DK_E_Offshore10 | . | S01 | . | T097 | 0.3 | 108.3158
DK_E_Offshore10 | . | S01 | . | T098 | 0.19 | 68.6
DK_E_Offshore10 | . | S01 | . | T099 | 0.19 | 68.6
DK_E_Offshore10 | . | S01 | . | T100 | 0.19 | 68.6
DK_E_Offshore10 | . | S01 | . | T101 | 0.3 | 108.3158
DK_E_Offshore10 | . | S01 | . | T102 | 0.42 | 151.6421
DK_E_Offshore10 | . | S01 | . | T103 | 0.57 | 205.8
DK_E_Offshore10 | . | S01 | . | T104 | 0.72 | 259.958
DK_E_Offshore10 | . | S01 | . | T105 | 0.85 | 306.8948
DK_E_Offshore10 | . | S01 | . | T106 | 0.85 | 306.8948
DK_E_Offshore10 | . | S01 | . | T107 | 0.95 | 343.0001
DK_E_Offshore10 | . | S01 | . | T108 | 0.95 | 343.0001
DK_E_Offshore10 | . | S01 | . | T109 | 0.95 | 343.0001
DK_E_Offshore10 | . | S01 | . | T110 | 0.85 | 306.8948
DK_E_Offshore10 | . | S01 | . | T111 | 0.85 | 306.8948
DK_E_Offshore10 | . | S01 | . | T112 | 0.85 | 306.8948
DK_E_Offshore10 | . | S01 | . | T113 | 0.95 | 343.0001
DK_E_Offshore10 | . | S01 | . | T114 | 0.85 | 306.8948
DK_E_Offshore10 | . | S01 | . | T115 | 0.85 | 306.8948
DK_E_Offshore10 | . | S01 | . | T116 | 0.95 | 343.0001
DK_E_Offshore10 | . | S01 | . | T117 | 0.85 | 306.8948
DK_E_Offshore10 | . | S01 | . | T118 | 0.85 | 306.8948
DK_E_Offshore10 | . | S01 | . | T119 | 0.57 | 205.8
DK_E_Offshore10 | . | S01 | . | T120 | 0.57 | 205.8
DK_E_Offshore10 | . | S01 | . | T121 | 0.57 | 205.8
DK_E_Offshore10 | . | S01 | . | T122 | 0.57 | 205.8
DK_E_Offshore10 | . | S01 | . | T123 | 0.72 | 259.958
DK_E_Offshore10 | . | S01 | . | T124 | 0.57 | 205.8
DK_E_Offshore10 | . | S01 | . | T125 | 0.57 | 205.8
DK_E_Offshore10 | . | S01 | . | T126 | 0.57 | 205.8
DK_E_Offshore10 | . | S01 | . | T127 | 0.72 | 259.958
DK_E_Offshore10 | . | S01 | . | T128 | 0.57 | 205.8
DK_E_Offshore10 | . | S01 | . | T129 | 0.57 | 205.8
DK_E_Offshore10 | . | S01 | . | T130 | 0.57 | 205.8
DK_E_Offshore10 | . | S01 | . | T131 | 0.57 | 205.8
DK_E_Offshore10 | . | S01 | . | T132 | 0.72 | 259.958
DK_E_Offshore10 | . | S01 | . | T133 | 0.85 | 306.8948
DK_E_Offshore10 | . | S01 | . | T134 | 0.95 | 343.0001
DK_E_Offshore10 | . | S01 | . | T135 | 0.99 | 357.4422
DK_E_Offshore10 | . | S01 | . | T136 | 0.99 | 357.4422
DK_E_Offshore10 | . | S01 | . | T137 | 0.99 | 357.4422
DK_E_Offshore10 | . | S01 | . | T138 | 0.99 | 357.4422
DK_E_Offshore10 | . | S01 | . | T139 | 0.95 | 343.0001
DK_E_Offshore10 | . | S01 | . | T140 | 0.95 | 343.0001
DK_E_Offshore10 | . | S01 | . | T141 | 0.85 | 306.8948
DK_E_Offshore10 | . | S01 | . | T142 | 0.72 | 259.958
DK_E_Offshore10 | . | S01 | . | T143 | 0.72 | 259.958
DK_E_Offshore10 | . | S01 | . | T144 | 0.72 | 259.958
DK_E_Offshore10 | . | S01 | . | T145 | 0.85 | 306.8948
DK_E_Offshore10 | . | S01 | . | T146 | 0.95 | 343.0001
DK_E_Offshore10 | . | S01 | . | T147 | 0.95 | 343.0001
DK_E_Offshore10 | . | S01 | . | T148 | 0.95 | 343.0001
DK_E_Offshore10 | . | S01 | . | T149 | 0.85 | 306.8948
DK_E_Offshore10 | . | S01 | . | T150 | 0.85 | 306.8948
DK_E_Offshore10 | . | S01 | . | T151 | 0.85 | 306.8948
DK_E_Offshore10 | . | S01 | . | T152 | 0.85 | 306.8948
DK_E_Offshore10 | . | S01 | . | T153 | 0.85 | 306.8948
DK_E_Offshore10 | . | S01 | . | T154 | 0.85 | 306.8948
DK_E_Offshore10 | . | S01 | . | T155 | 0.85 | 306.8948
DK_E_Offshore10 | . | S01 | . | T156 | 0.95 | 343.0001
DK_E_Offshore10 | . | S01 | . | T157 | 0.95 | 343.0001
DK_E_Offshore10 | . | S01 | . | T158 | 0.95 | 343.0001
DK_E_Offshore10 | . | S01 | . | T159 | 0.95 | 343.0001
DK_E_Offshore10 | . | S01 | . | T160 | 0.95 | 343.0001
DK_E_Offshore10 | . | S01 | . | T161 | 0.95 | 343.0001
DK_E_Offshore10 | . | S01 | . | T162 | 0.95 | 343.0001
DK_E_Offshore10 | . | S01 | . | T163 | 0.95 | 343.0001
DK_E_Offshore10 | . | S01 | . | T164 | 0.95 | 343.0001
DK_E_Offshore10 | . | S01 | . | T165 | 0.95 | 343.0001
DK_E_Offshore10 | . | S01 | . | T166 | 0.95 | 343.0001
DK_E_Offshore10 | . | S01 | . | T167 | 0.85 | 306.8948
DK_E_Offshore10 | . | S01 | . | T168 | 0.95 | 343.0001
DK_E_Offshore10 | . | S02 | . | T001 | 0.95 | 343.0001
DK_E_Offshore10 | . | S02 | . | T002 | 0.85 | 306.8948
DK_E_Offshore10 | . | S02 | . | T003 | 0.85 | 306.8948
DK_E_Offshore10 | . | S02 | . | T004 | 0.85 | 306.8948
DK_E_Offshore10 | . | S02 | . | T005 | 0.95 | 343.0001
DK_E_Offshore10 | . | S02 | . | T006 | 0.95 | 343.0001
DK_E_Offshore10 | . | S02 | . | T007 | 0.95 | 343.0001
DK_E_Offshore10 | . | S02 | . | T008 | 0.95 | 343.0001
DK_E_Offshore10 | . | S02 | . | T009 | 0.85 | 306.8948
DK_E_Offshore10 | . | S02 | . | T010 | 0.85 | 306.8948
DK_E_Offshore10 | . | S02 | . | T011 | 0.85 | 306.8948
DK_E_Offshore10 | . | S02 | . | T012 | 0.85 | 306.8948
DK_E_Offshore10 | . | S02 | . | T013 | 0.85 | 306.8948
DK_E_Offshore10 | . | S02 | . | T014 | 0.85 | 306.8948
DK_E_Offshore10 | . | S02 | . | T015 | 0.85 | 306.8948
DK_E_Offshore10 | . | S02 | . | T016 | 0.85 | 306.8948
DK_E_Offshore10 | . | S02 | . | T017 | 0.85 | 306.8948
DK_E_Offshore10 | . | S02 | . | T018 | 0.85 | 306.8948
DK_E_Offshore10 | . | S02 | . | T019 | 0.85 | 306.8948
DK_E_Offshore10 | . | S02 | . | T020 | 0.85 | 306.8948
DK_E_Offshore10 | . | S02 | . | T021 | 0.85 | 306.8948
DK_E_Offshore10 | . | S02 | . | T022 | 0.72 | 259.958
DK_E_Offshore10 | . | S02 | . | T023 | 0.72 | 259.958
DK_E_Offshore10 | . | S02 | . | T024 | 0.72 | 259.958
DK_E_Offshore10 | . | S02 | . | T025 | 0.72 | 259.958
DK_E_Offshore10 | . | S02 | . | T026 | 0.72 | 259.958
DK_E_Offshore10 | . | S02 | . | T027 | 0.72 | 259.958
DK_E_Offshore10 | . | S02 | . | T028 | 0.72 | 259.958
DK_E_Offshore10 | . | S02 | . | T029 | 0.72 | 259.958
DK_E_Offshore10 | . | S02 | . | T030 | 0.72 | 259.958
DK_E_Offshore10 | . | S02 | . | T031 | 0.57 | 205.8
DK_E_Offshore10 | . | S02 | . | T032 | 0.57 | 205.8
DK_E_Offshore10 | . | S02 | . | T033 | 0.57 | 205.8
DK_E_Offshore10 | . | S02 | . | T034 | 0.57 | 205.8
DK_E_Offshore10 | . | S02 | . | T035 | 0.57 | 205.8
DK_E_Offshore10 | . | S02 | . | T036 | 0.57 | 205.8
DK_E_Offshore10 | . | S02 | . | T037 | 0.72 | 259.958
DK_E_Offshore10 | . | S02 | . | T038 | 0.72 | 259.958
DK_E_Offshore10 | . | S02 | . | T039 | 0.72 | 259.958
DK_E_Offshore10 | . | S02 | . | T040 | 0.85 | 306.8948
DK_E_Offshore10 | . | S02 | . | T041 | 0.72 | 259.958
DK_E_Offshore10 | . | S02 | . | T042 | 0.72 | 259.958
DK_E_Offshore10 | . | S02 | . | T043 | 0.72 | 259.958
DK_E_Offshore10 | . | S02 | . | T044 | 0.72 | 259.958
DK_E_Offshore10 | . | S02 | . | T045 | 0.57 | 205.8
DK_E_Offshore10 | . | S02 | . | T046 | 0.57 | 205.8
DK_E_Offshore10 | . | S02 | . | T047 | 0.72 | 259.958
DK_E_Offshore10 | . | S02 | . | T048 | 0.72 | 259.958
DK_E_Offshore10 | . | S02 | . | T049 | 0.72 | 259.958
DK_E_Offshore10 | . | S02 | . | T050 | 0.72 | 259.958
DK_E_Offshore10 | . | S02 | . | T051 | 0.72 | 259.958
DK_E_Offshore10 | . | S02 | . | T052 | 0.72 | 259.958
DK_E_Offshore10 | . | S02 | . | T053 | 0.85 | 306.8948
DK_E_Offshore10 | . | S02 | . | T054 | 0.85 | 306.8948
DK_E_Offshore10 | . | S02 | . | T055 | 0.85 | 306.8948
DK_E_Offshore10 | . | S02 | . | T056 | 0.85 | 306.8948
DK_E_Offshore10 | . | S02 | . | T057 | 0.85 | 306.8948
DK_E_Offshore10 | . | S02 | . | T058 | 0.85 | 306.8948
DK_E_Offshore10 | . | S02 | . | T059 | 0.95 | 343.0001
DK_E_Offshore10 | . | S02 | . | T060 | 0.95 | 343.0001
DK_E_Offshore10 | . | S02 | . | T061 | 0.85 | 306.8948
DK_E_Offshore10 | . | S02 | . | T062 | 0.85 | 306.8948
DK_E_Offshore10 | . | S02 | . | T063 | 0.85 | 306.8948
DK_E_Offshore10 | . | S02 | . | T064 | 0.72 | 259.958
DK_E_Offshore10 | . | S02 | . | T065 | 0.72 | 259.958
DK_E_Offshore10 | . | S02 | . | T066 | 0.72 | 259.958
DK_E_Offshore10 | . | S02 | . | T067 | 0.57 | 205.8
DK_E_Offshore10 | . | S02 | . | T068 | 0.57 | 205.8
DK_E_Offshore10 | . | S02 | . | T069 | 0.57 | 205.8
DK_E_Offshore10 | . | S02 | . | T070 | 0.57 | 205.8
DK_E_Offshore10 | . | S02 | . | T071 | 0.57 | 205.8
DK_E_Offshore10 | . | S02 | . | T072 | 0.57 | 205.8
DK_E_Offshore10 | . | S02 | . | T073 | 0.3 | 108.3158
DK_E_Offshore10 | . | S02 | . | T074 | 0.19 | 68.6
DK_E_Offshore10 | . | S02 | . | T075 | 0.12 | 43.3263
DK_E_Offshore10 | . | S02 | . | T076 | 0.12 | 43.3263
DK_E_Offshore10 | . | S02 | . | T077 | 0.06 | 21.6632
DK_E_Offshore10 | . | S02 | . | T078 | 0.06 | 21.6632
DK_E_Offshore10 | . | S02 | . | T079 | 0.03 | 10.8316
DK_E_Offshore10 | . | S02 | . | T080 | 0.03 | 10.8316
DK_E_Offshore10 | . | S02 | . | T081 | 0.03 | 10.8316
DK_E_Offshore10 | . | S02 | . | T082 | 0.03 | 10.8316
DK_E_Offshore10 | . | S02 | . | T083 | 0.03 | 10.8316
DK_E_Offshore10 | . | S02 | . | T084 | 0.03 | 10.8316
DK_E_Offshore10 | . | S02 | . | T085 | 0 | 0
DK_E_Offshore10 | . | S02 | . | T086 | 0 | 0
DK_E_Offshore10 | . | S02 | . | T087 | 0 | 0
DK_E_Offshore10 | . | S02 | . | T088 | 0.03 | 10.8316
DK_E_Offshore10 | . | S02 | . | T089 | 0.03 | 10.8316
DK_E_Offshore10 | . | S02 | . | T090 | 0.03 | 10.8316
DK_E_Offshore10 | . | S02 | . | T091 | 0 | 0
DK_E_Offshore10 | . | S02 | . | T092 | 0 | 0
DK_E_Offshore10 | . | S02 | . | T093 | 0 | 0
DK_E_Offshore10 | . | S02 | . | T094 | 0.03 | 10.8316
DK_E_Offshore10 | . | S02 | . | T095 | 0.03 | 10.8316
DK_E_Offshore10 | . | S02 | . | T096 | 0.06 | 21.6632
DK_E_Offshore10 | . | S02 | . | T097 | 0.03 | 10.8316
DK_E_Offshore10 | . | S02 | . | T098 | 0.03 | 10.8316
DK_E_Offshore10 | . | S02 | . | T099 | 0.03 | 10.8316
DK_E_Offshore10 | . | S02 | . | T100 | 0.03 | 10.8316
DK_E_Offshore10 | . | S02 | . | T101 | 0.06 | 21.6632
DK_E_Offshore10 | . | S02 | . | T102 | 0.12 | 43.3263
DK_E_Offshore10 | . | S02 | . | T103 | 0.19 | 68.6
DK_E_Offshore10 | . | S02 | . | T104 | 0.3 | 108.3158
DK_E_Offshore10 | . | S02 | . | T105 | 0.3 | 108.3158
DK_E_Offshore10 | . | S02 | . | T106 | 0.42 | 151.6421
DK_E_Offshore10 | . | S02 | . | T107 | 0.57 | 205.8
DK_E_Offshore10 | . | S02 | . | T108 | 0.72 | 259.958
DK_E_Offshore10 | . | S02 | . | T109 | 0.72 | 259.958
DK_E_Offshore10 | . | S02 | . | T110 | 0.72 | 259.958
DK_E_Offshore10 | . | S02 | . | T111 | 0.72 | 259.958
DK_E_Offshore10 | . | S02 | . | T112 | 0.72 | 259.958
DK_E_Offshore10 | . | S02 | . | T113 | 0.72 | 259.958
DK_E_Offshore10 | . | S02 | . | T114 | 0.72 | 259.958
DK_E_Offshore10 | . | S02 | . | T115 | 0.57 | 205.8
DK_E_Offshore10 | . | S02 | . | T116 | 0.42 | 151.6421
DK_E_Offshore10 | . | S02 | . | T117 | 0.42 | 151.6421
DK_E_Offshore10 | . | S02 | . | T118 | 0.3 | 108.3158
DK_E_Offshore10 | . | S02 | . | T119 | 0.3 | 108.3158
DK_E_Offshore10 | . | S02 | . | T120 | 0.19 | 68.6
DK_E_Offshore10 | . | S02 | . | T121 | 0.19 | 68.6
DK_E_Offshore10 | . | S02 | . | T122 | 0.12 | 43.3263
DK_E_Offshore10 | . | S02 | . | T123 | 0.06 | 21.6632
DK_E_Offshore10 | . | S02 | . | T124 | 0.03 | 10.8316
DK_E_Offshore10 | . | S02 | . | T125 | 0 | 0
DK_E_Offshore10 | . | S02 | . | T126 | 0 | 0
DK_E_Offshore10 | . | S02 | . | T127 | 0 | 0
DK_E_Offshore10 | . | S02 | . | T128 | 0 | 0
DK_E_Offshore10 | . | S02 | . | T129 | 0 | 0
DK_E_Offshore10 | . | S02 | . | T130 | 0 | 0
DK_E_Offshore10 | . | S02 | . | T131 | 0 | 0
DK_E_Offshore10 | . | S02 | . | T132 | 0 | 0
DK_E_Offshore10 | . | S02 | . | T133 | 0 | 0
DK_E_Offshore10 | . | S02 | . | T134 | 0.03 | 10.8316
DK_E_Offshore10 | . | S02 | . | T135 | 0.03 | 10.8316
DK_E_Offshore10 | . | S02 | . | T136 | 0.03 | 10.8316
DK_E_Offshore10 | . | S02 | . | T137 | 0.03 | 10.8316
DK_E_Offshore10 | . | S02 | . | T138 | 0.03 | 10.8316
DK_E_Offshore10 | . | S02 | . | T139 | 0.03 | 10.8316
DK_E_Offshore10 | . | S02 | . | T140 | 0 | 0
DK_E_Offshore10 | . | S02 | . | T141 | 0 | 0
DK_E_Offshore10 | . | S02 | . | T142 | 0 | 0
DK_E_Offshore10 | . | S02 | . | T143 | 0.03 | 10.8316
DK_E_Offshore10 | . | S02 | . | T144 | 0.03 | 10.8316
DK_E_Offshore10 | . | S02 | . | T145 | 0.06 | 21.6632
DK_E_Offshore10 | . | S02 | . | T146 | 0.06 | 21.6632
DK_E_Offshore10 | . | S02 | . | T147 | 0.06 | 21.6632
DK_E_Offshore10 | . | S02 | . | T148 | 0.06 | 21.6632
DK_E_Offshore10 | . | S02 | . | T149 | 0.06 | 21.6632
DK_E_Offshore10 | . | S02 | . | T150 | 0.12 | 43.3263
DK_E_Offshore10 | . | S02 | . | T151 | 0.12 | 43.3263
DK_E_Offshore10 | . | S02 | . | T152 | 0.19 | 68.6
DK_E_Offshore10 | . | S02 | . | T153 | 0.12 | 43.3263
DK_E_Offshore10 | . | S02 | . | T154 | 0.06 | 21.6632
DK_E_Offshore10 | . | S02 | . | T155 | 0.06 | 21.6632
DK_E_Offshore10 | . | S02 | . | T156 | 0.06 | 21.6632
DK_E_Offshore10 | . | S02 | . | T157 | 0.06 | 21.6632
DK_E_Offshore10 | . | S02 | . | T158 | 0.06 | 21.6632
DK_E_Offshore10 | . | S02 | . | T159 | 0.06 | 21.6632
DK_E_Offshore10 | . | S02 | . | T160 | 0.06 | 21.6632
DK_E_Offshore10 | . | S02 | . | T161 | 0.06 | 21.6632
DK_E_Offshore10 | . | S02 | . | T162 | 0.12 | 43.3263
DK_E_Offshore10 | . | S02 | . | T163 | 0.12 | 43.3263
DK_E_Offshore10 | . | S02 | . | T164 | 0.19 | 68.6
DK_E_Offshore10 | . | S02 | . | T165 | 0.3 | 108.3158
DK_E_Offshore10 | . | S02 | . | T166 | 0.3 | 108.3158
DK_E_Offshore10 | . | S02 | . | T167 | 0.19 | 68.6
DK_E_Offshore10 | . | S02 | . | T168 | 0.19 | 68.6
DK_E_Offshore10 | . | S03 | . | T001 | 0.19 | 68.6
DK_E_Offshore10 | . | S03 | . | T002 | 0.12 | 43.3263
DK_E_Offshore10 | . | S03 | . | T003 | 0.06 | 21.6632
DK_E_Offshore10 | . | S03 | . | T004 | 0.03 | 10.8316
DK_E_Offshore10 | . | S03 | . | T005 | 0.03 | 10.8316
DK_E_Offshore10 | . | S03 | . | T006 | 0 | 0
DK_E_Offshore10 | . | S03 | . | T007 | 0 | 0
DK_E_Offshore10 | . | S03 | . | T008 | 0 | 0
DK_E_Offshore10 | . | S03 | . | T009 | 0 | 0
DK_E_Offshore10 | . | S03 | . | T010 | 0 | 0
DK_E_Offshore10 | . | S03 | . | T011 | 0 | 0
DK_E_Offshore10 | . | S03 | . | T012 | 0 | 0
DK_E_Offshore10 | . | S03 | . | T013 | 0 | 0
DK_E_Offshore10 | . | S03 | . | T014 | 0 | 0
DK_E_Offshore10 | . | S03 | . | T015 | 0 | 0
DK_E_Offshore10 | . | S03 | . | T016 | 0 | 0
DK_E_Offshore10 | . | S03 | . | T017 | 0 | 0
DK_E_Offshore10 | . | S03 | . | T018 | 0 | 0
DK_E_Offshore10 | . | S03 | . | T019 | 0 | 0
DK_E_Offshore10 | . | S03 | . | T020 | 0 | 0
DK_E_Offshore10 | . | S03 | . | T021 | 0 | 0
DK_E_Offshore10 | . | S03 | . | T022 | 0 | 0
DK_E_Offshore10 | . | S03 | . | T023 | 0 | 0
DK_E_Offshore10 | . | S03 | . | T024 | 0 | 0
DK_E_Offshore10 | . | S03 | . | T025 | 0 | 0
DK_E_Offshore10 | . | S03 | . | T026 | 0.03 | 10.8316
DK_E_Offshore10 | . | S03 | . | T027 | 0.06 | 21.6632
DK_E_Offshore10 | . | S03 | . | T028 | 0.06 | 21.6632
DK_E_Offshore10 | . | S03 | . | T029 | 0.03 | 10.8316
DK_E_Offshore10 | . | S03 | . | T030 | 0 | 0
DK_E_Offshore10 | . | S03 | . | T031 | 0 | 0
DK_E_Offshore10 | . | S03 | . | T032 | 0 | 0
DK_E_Offshore10 | . | S03 | . | T033 | 0 | 0
DK_E_Offshore10 | . | S03 | . | T034 | 0 | 0
DK_E_Offshore10 | . | S03 | . | T035 | 0.03 | 10.8316
DK_E_Offshore10 | . | S03 | . | T036 | 0.03 | 10.8316
DK_E_Offshore10 | . | S03 | . | T037 | 0.03 | 10.8316
DK_E_Offshore10 | . | S03 | . | T038 | 0.03 | 10.8316
DK_E_Offshore10 | . | S03 | . | T039 | 0.03 | 10.8316
DK_E_Offshore10 | . | S03 | . | T040 | 0.03 | 10.8316
DK_E_Offshore10 | . | S03 | . | T041 | 0.06 | 21.6632
DK_E_Offshore10 | . | S03 | . | T042 | 0.06 | 21.6632
DK_E_Offshore10 | . | S03 | . | T043 | 0.06 | 21.6632
DK_E_Offshore10 | . | S03 | . | T044 | 0.06 | 21.6632
DK_E_Offshore10 | . | S03 | . | T045 | 0.06 | 21.6632
DK_E_Offshore10 | . | S03 | . | T046 | 0.06 | 21.6632
DK_E_Offshore10 | . | S03 | . | T047 | 0.06 | 21.6632
DK_E_Offshore10 | . | S03 | . | T048 | 0.03 | 10.8316
DK_E_Offshore10 | . | S03 | . | T049 | 0.03 | 10.8316
DK_E_Offshore10 | . | S03 | . | T050 | 0.06 | 21.6632
DK_E_Offshore10 | . | S03 | . | T051 | 0.06 | 21.6632
DK_E_Offshore10 | . | S03 | . | T052 | 0.06 | 21.6632
DK_E_Offshore10 | . | S03 | . | T053 | 0.06 | 21.6632
DK_E_Offshore10 | . | S03 | . | T054 | 0.06 | 21.6632
DK_E_Offshore10 | . | S03 | . | T055 | 0.03 | 10.8316
DK_E_Offshore10 | . | S03 | . | T056 | 0.06 | 21.6632
DK_E_Offshore10 | . | S03 | . | T057 | 0.06 | 21.6632
DK_E_Offshore10 | . | S03 | . | T058 | 0.06 | 21.6632
DK_E_Offshore10 | . | S03 | . | T059 | 0.06 | 21.6632
DK_E_Offshore10 | . | S03 | . | T060 | 0.06 | 21.6632
DK_E_Offshore10 | . | S03 | . | T061 | 0.03 | 10.8316
DK_E_Offshore10 | . | S03 | . | T062 | 0.03 | 10.8316
DK_E_Offshore10 | . | S03 | . | T063 | 0.03 | 10.8316
DK_E_Offshore10 | . | S03 | . | T064 | 0.03 | 10.8316
DK_E_Offshore10 | . | S03 | . | T065 | 0.03 | 10.8316
DK_E_Offshore10 | . | S03 | . | T066 | 0.06 | 21.6632
DK_E_Offshore10 | . | S03 | . | T067 | 0.06 | 21.6632
DK_E_Offshore10 | . | S03 | . | T068 | 0.06 | 21.6632
DK_E_Offshore10 | . | S03 | . | T069 | 0.06 | 21.6632
DK_E_Offshore10 | . | S03 | . | T070 | 0.12 | 43.3263
DK_E_Offshore10 | . | S03 | . | T071 | 0.06 | 21.6632
DK_E_Offshore10 | . | S03 | . | T072 | 0.06 | 21.6632
DK_E_Offshore10 | . | S03 | . | T073 | 0.06 | 21.6632
DK_E_Offshore10 | . | S03 | . | T074 | 0.06 | 21.6632
DK_E_Offshore10 | . | S03 | . | T075 | 0.06 | 21.6632
DK_E_Offshore10 | . | S03 | . | T076 | 0.06 | 21.6632
DK_E_Offshore10 | . | S03 | . | T077 | 0.06 | 21.6632
DK_E_Offshore10 | . | S03 | . | T078 | 0.12 | 43.3263
DK_E_Offshore10 | . | S03 | . | T079 | 0.12 | 43.3263
DK_E_Offshore10 | . | S03 | . | T080 | 0.19 | 68.6
DK_E_Offshore10 | . | S03 | . | T081 | 0.19 | 68.6
DK_E_Offshore10 | . | S03 | . | T082 | 0.12 | 43.3263
DK_E_Offshore10 | . | S03 | . | T083 | 0.12 | 43.3263
DK_E_Offshore10 | . | S03 | . | T084 | 0.12 | 43.3263
DK_E_Offshore10 | . | S03 | . | T085 | 0.19 | 68.6
DK_E_Offshore10 | . | S03 | . | T086 | 0.19 | 68.6
DK_E_Offshore10 | . | S03 | . | T087 | 0.3 | 108.3158
DK_E_Offshore10 | . | S03 | . | T088 | 0.3 | 108.3158
DK_E_Offshore10 | . | S03 | . | T089 | 0.3 | 108.3158
DK_E_Offshore10 | . | S03 | . | T090 | 0.3 | 108.3158
DK_E_Offshore10 | . | S03 | . | T091 | 0.3 | 108.3158
DK_E_Offshore10 | . | S03 | . | T092 | 0.3 | 108.3158
DK_E_Offshore10 | . | S03 | . | T093 | 0.3 | 108.3158
DK_E_Offshore10 | . | S03 | . | T094 | 0.3 | 108.3158
DK_E_Offshore10 | . | S03 | . | T095 | 0.3 | 108.3158
DK_E_Offshore10 | . | S03 | . | T096 | 0.3 | 108.3158
DK_E_Offshore10 | . | S03 | . | T097 | 0.3 | 108.3158
DK_E_Offshore10 | . | S03 | . | T098 | 0.3 | 108.3158
DK_E_Offshore10 | . | S03 | . | T099 | 0.3 | 108.3158
DK_E_Offshore10 | . | S03 | . | T100 | 0.3 | 108.3158
DK_E_Offshore10 | . | S03 | . | T101 | 0.3 | 108.3158
DK_E_Offshore10 | . | S03 | . | T102 | 0.3 | 108.3158
DK_E_Offshore10 | . | S03 | . | T103 | 0.3 | 108.3158
DK_E_Offshore10 | . | S03 | . | T104 | 0.3 | 108.3158
DK_E_Offshore10 | . | S03 | . | T105 | 0.3 | 108.3158
DK_E_Offshore10 | . | S03 | . | T106 | 0.3 | 108.3158
DK_E_Offshore10 | . | S03 | . | T107 | 0.19 | 68.6
DK_E_Offshore10 | . | S03 | . | T108 | 0.19 | 68.6
DK_E_Offshore10 | . | S03 | . | T109 | 0.19 | 68.6
DK_E_Offshore10 | . | S03 | . | T110 | 0.19 | 68.6
DK_E_Offshore10 | . | S03 | . | T111 | 0.19 | 68.6
DK_E_Offshore10 | . | S03 | . | T112 | 0.19 | 68.6
DK_E_Offshore10 | . | S03 | . | T113 | 0.19 | 68.6
DK_E_Offshore10 | . | S03 | . | T114 | 0.12 | 43.3263
DK_E_Offshore10 | . | S03 | . | T115 | 0.19 | 68.6
DK_E_Offshore10 | . | S03 | . | T116 | 0.19 | 68.6
DK_E_Offshore10 | . | S03 | . | T117 | 0.12 | 43.3263
DK_E_Offshore10 | . | S03 | . | T118 | 0.12 | 43.3263
DK_E_Offshore10 | . | S03 | . | T119 | 0.19 | 68.6
DK_E_Offshore10 | . | S03 | . | T120 | 0.19 | 68.6
DK_E_Offshore10 | . | S03 | . | T121 | 0.12 | 43.3263
DK_E_Offshore10 | . | S03 | . | T122 | 0.12 | 43.3263
DK_E_Offshore10 | . | S03 | . | T123 | 0.12 | 43.3263
DK_E_Offshore10 | . | S03 | . | T124 | 0.19 | 68.6
DK_E_Offshore10 | . | S03 | . | T125 | 0.19 | 68.6
DK_E_Offshore10 | . | S03 | . | T126 | 0.12 | 43.3263
DK_E_Offshore10 | . | S03 | . | T127 | 0.12 | 43.3263
DK_E_Offshore10 | . | S03 | . | T128 | 0.19 | 68.6
DK_E_Offshore10 | . | S03 | . | T129 | 0.12 | 43.3263
DK_E_Offshore10 | . | S03 | . | T130 | 0.12 | 43.3263
DK_E_Offshore10 | . | S03 | . | T131 | 0.06 | 21.6632
DK_E_Offshore10 | . | S03 | . | T132 | 0.06 | 21.6632
DK_E_Offshore10 | . | S03 | . | T133 | 0.03 | 10.8316
DK_E_Offshore10 | . | S03 | . | T134 | 0.03 | 10.8316
DK_E_Offshore10 | . | S03 | . | T135 | 0.03 | 10.8316
DK_E_Offshore10 | . | S03 | . | T136 | 0.03 | 10.8316
DK_E_Offshore10 | . | S03 | . | T137 | 0.03 | 10.8316
DK_E_Offshore10 | . | S03 | . | T138 | 0.03 | 10.8316
DK_E_Offshore10 | . | S03 | . | T139 | 0.03 | 10.8316
DK_E_Offshore10 | . | S03 | . | T140 | 0.03 | 10.8316
DK_E_Offshore10 | . | S03 | . | T141 | 0.03 | 10.8316
DK_E_Offshore10 | . | S03 | . | T142 | 0.03 | 10.8316
DK_E_Offshore10 | . | S03 | . | T143 | 0.03 | 10.8316
DK_E_Offshore10 | . | S03 | . | T144 | 0.03 | 10.8316
DK_E_Offshore10 | . | S03 | . | T145 | 0.03 | 10.8316
DK_E_Offshore10 | . | S03 | . | T146 | 0.03 | 10.8316
DK_E_Offshore10 | . | S03 | . | T147 | 0.03 | 10.8316
DK_E_Offshore10 | . | S03 | . | T148 | 0 | 0
DK_E_Offshore10 | . | S03 | . | T149 | 0 | 0
DK_E_Offshore10 | . | S03 | . | T150 | 0 | 0
DK_E_Offshore10 | . | S03 | . | T151 | 0 | 0
DK_E_Offshore10 | . | S03 | . | T152 | 0 | 0
DK_E_Offshore10 | . | S03 | . | T153 | 0.03 | 10.8316
DK_E_Offshore10 | . | S03 | . | T154 | 0.03 | 10.8316
DK_E_Offshore10 | . | S03 | . | T155 | 0.03 | 10.8316
DK_E_Offshore10 | . | S03 | . | T156 | 0.03 | 10.8316
DK_E_Offshore10 | . | S03 | . | T157 | 0.03 | 10.8316
DK_E_Offshore10 | . | S03 | . | T158 | 0.03 | 10.8316
DK_E_Offshore10 | . | S03 | . | T159 | 0.03 | 10.8316
DK_E_Offshore10 | . | S03 | . | T160 | 0.03 | 10.8316
DK_E_Offshore10 | . | S03 | . | T161 | 0.03 | 10.8316
DK_E_Offshore10 | . | S03 | . | T162 | 0.03 | 10.8316
DK_E_Offshore10 | . | S03 | . | T163 | 0.06 | 21.6632
DK_E_Offshore10 | . | S03 | . | T164 | 0.12 | 43.3263
DK_E_Offshore10 | . | S03 | . | T165 | 0.12 | 43.3263
DK_E_Offshore10 | . | S03 | . | T166 | 0.12 | 43.3263
DK_E_Offshore10 | . | S03 | . | T167 | 0.06 | 21.6632
DK_E_Offshore10 | . | S03 | . | T168 | 0.12 | 43.3263
DK_E_Offshore10 | . | S04 | . | T001 | 0.19 | 68.6
DK_E_Offshore10 | . | S04 | . | T002 | 0.19 | 68.6
DK_E_Offshore10 | . | S04 | . | T003 | 0.12 | 43.3263
DK_E_Offshore10 | . | S04 | . | T004 | 0.12 | 43.3263
DK_E_Offshore10 | . | S04 | . | T005 | 0.12 | 43.3263
DK_E_Offshore10 | . | S04 | . | T006 | 0.12 | 43.3263
DK_E_Offshore10 | . | S04 | . | T007 | 0.12 | 43.3263
DK_E_Offshore10 | . | S04 | . | T008 | 0.3 | 108.3158
DK_E_Offshore10 | . | S04 | . | T009 | 0.3 | 108.3158
DK_E_Offshore10 | . | S04 | . | T010 | 0.19 | 68.6
DK_E_Offshore10 | . | S04 | . | T011 | 0.12 | 43.3263
DK_E_Offshore10 | . | S04 | . | T012 | 0.12 | 43.3263
DK_E_Offshore10 | . | S04 | . | T013 | 0.12 | 43.3263
DK_E_Offshore10 | . | S04 | . | T014 | 0.12 | 43.3263
DK_E_Offshore10 | . | S04 | . | T015 | 0.12 | 43.3263
DK_E_Offshore10 | . | S04 | . | T016 | 0.19 | 68.6
DK_E_Offshore10 | . | S04 | . | T017 | 0.19 | 68.6
DK_E_Offshore10 | . | S04 | . | T018 | 0.19 | 68.6
DK_E_Offshore10 | . | S04 | . | T019 | 0.3 | 108.3158
DK_E_Offshore10 | . | S04 | . | T020 | 0.3 | 108.3158
DK_E_Offshore10 | . | S04 | . | T021 | 0.42 | 151.6421
DK_E_Offshore10 | . | S04 | . | T022 | 0.42 | 151.6421
DK_E_Offshore10 | . | S04 | . | T023 | 0.42 | 151.6421
DK_E_Offshore10 | . | S04 | . | T024 | 0.3 | 108.3158
DK_E_Offshore10 | . | S04 | . | T025 | 0.42 | 151.6421
DK_E_Offshore10 | . | S04 | . | T026 | 0.42 | 151.6421
DK_E_Offshore10 | . | S04 | . | T027 | 0.42 | 151.6421
DK_E_Offshore10 | . | S04 | . | T028 | 0.42 | 151.6421
DK_E_Offshore10 | . | S04 | . | T029 | 0.42 | 151.6421
DK_E_Offshore10 | . | S04 | . | T030 | 0.57 | 205.8
DK_E_Offshore10 | . | S04 | . | T031 | 0.57 | 205.8
DK_E_Offshore10 | . | S04 | . | T032 | 0.72 | 259.958
DK_E_Offshore10 | . | S04 | . | T033 | 0.72 | 259.958
DK_E_Offshore10 | . | S04 | . | T034 | 0.85 | 306.8948
DK_E_Offshore10 | . | S04 | . | T035 | 0.95 | 343.0001
DK_E_Offshore10 | . | S04 | . | T036 | 0.95 | 343.0001
DK_E_Offshore10 | . | S04 | . | T037 | 0.95 | 343.0001
DK_E_Offshore10 | . | S04 | . | T038 | 0.95 | 343.0001
DK_E_Offshore10 | . | S04 | . | T039 | 0.95 | 343.0001
DK_E_Offshore10 | . | S04 | . | T040 | 0.85 | 306.8948
DK_E_Offshore10 | . | S04 | . | T041 | 0.85 | 306.8948
DK_E_Offshore10 | . | S04 | . | T042 | 0.85 | 306.8948
DK_E_Offshore10 | . | S04 | . | T043 | 0.85 | 306.8948
DK_E_Offshore10 | . | S04 | . | T044 | 0.72 | 259.958
DK_E_Offshore10 | . | S04 | . | T045 | 0.85 | 306.8948
DK_E_Offshore10 | . | S04 | . | T046 | 0.85 | 306.8948
DK_E_Offshore10 | . | S04 | . | T047 | 0.85 | 306.8948
DK_E_Offshore10 | . | S04 | . | T048 | 0.85 | 306.8948
DK_E_Offshore10 | . | S04 | . | T049 | 0.85 | 306.8948
DK_E_Offshore10 | . | S04 | . | T050 | 0.72 | 259.958
DK_E_Offshore10 | . | S04 | . | T051 | 0.72 | 259.958
DK_E_Offshore10 | . | S04 | . | T052 | 0.72 | 259.958
DK_E_Offshore10 | . | S04 | . | T053 | 0.72 | 259.958
DK_E_Offshore10 | . | S04 | . | T054 | 0.72 | 259.958
DK_E_Offshore10 | . | S04 | . | T055 | 0.85 | 306.8948
DK_E_Offshore10 | . | S04 | . | T056 | 0.85 | 306.8948
DK_E_Offshore10 | . | S04 | . | T057 | 0.72 | 259.958
DK_E_Offshore10 | . | S04 | . | T058 | 0.72 | 259.958
DK_E_Offshore10 | . | S04 | . | T059 | 0.57 | 205.8
DK_E_Offshore10 | . | S04 | . | T060 | 0.57 | 205.8
DK_E_Offshore10 | . | S04 | . | T061 | 0.57 | 205.8
DK_E_Offshore10 | . | S04 | . | T062 | 0.57 | 205.8
DK_E_Offshore10 | . | S04 | . | T063 | 0.57 | 205.8
DK_E_Offshore10 | . | S04 | . | T064 | 0.57 | 205.8
DK_E_Offshore10 | . | S04 | . | T065 | 0.57 | 205.8
DK_E_Offshore10 | . | S04 | . | T066 | 0.57 | 205.8
DK_E_Offshore10 | . | S04 | . | T067 | 0.57 | 205.8
DK_E_Offshore10 | . | S04 | . | T068 | 0.72 | 259.958
DK_E_Offshore10 | . | S04 | . | T069 | 0.85 | 306.8948
DK_E_Offshore10 | . | S04 | . | T070 | 0.85 | 306.8948
DK_E_Offshore10 | . | S04 | . | T071 | 0.85 | 306.8948
DK_E_Offshore10 | . | S04 | . | T072 | 0.85 | 306.8948
DK_E_Offshore10 | . | S04 | . | T073 | 0.95 | 343.0001
DK_E_Offshore10 | . | S04 | . | T074 | 0.95 | 343.0001
DK_E_Offshore10 | . | S04 | . | T075 | 0.99 | 357.4422
DK_E_Offshore10 | . | S04 | . | T076 | 1 | 361.0527
DK_E_Offshore10 | . | S04 | . | T077 | 1 | 361.0527
DK_E_Offshore10 | . | S04 | . | T078 | 1 | 361.0527
DK_E_Offshore10 | . | S04 | . | T079 | 1 | 361.0527
DK_E_Offshore10 | . | S04 | . | T080 | 1 | 361.0527
DK_E_Offshore10 | . | S04 | . | T081 | 1 | 361.0527
DK_E_Offshore10 | . | S04 | . | T082 | 1 | 361.0527
DK_E_Offshore10 | . | S04 | . | T083 | 1 | 361.0527
DK_E_Offshore10 | . | S04 | . | T084 | 1 | 361.0527
DK_E_Offshore10 | . | S04 | . | T085 | 1 | 361.0527
DK_E_Offshore10 | . | S04 | . | T086 | 1 | 361.0527
DK_E_Offshore10 | . | S04 | . | T087 | 0.99 | 357.4422
DK_E_Offshore10 | . | S04 | . | T088 | 0.99 | 357.4422
DK_E_Offshore10 | . | S04 | . | T089 | 0.95 | 343.0001
DK_E_Offshore10 | . | S04 | . | T090 | 0.85 | 306.8948
DK_E_Offshore10 | . | S04 | . | T091 | 0.72 | 259.958
DK_E_Offshore10 | . | S04 | . | T092 | 0.72 | 259.958
DK_E_Offshore10 | . | S04 | . | T093 | 0.72 | 259.958
DK_E_Offshore10 | . | S04 | . | T094 | 0.72 | 259.958
DK_E_Offshore10 | . | S04 | . | T095 | 0.72 | 259.958
DK_E_Offshore10 | . | S04 | . | T096 | 0.57 | 205.8
DK_E_Offshore10 | . | S04 | . | T097 | 0.57 | 205.8
DK_E_Offshore10 | . | S04 | . | T098 | 0.42 | 151.6421
DK_E_Offshore10 | . | S04 | . | T099 | 0.42 | 151.6421
DK_E_Offshore10 | . | S04 | . | T100 | 0.42 | 151.6421
DK_E_Offshore10 | . | S04 | . | T101 | 0.42 | 151.6421
DK_E_Offshore10 | . | S04 | . | T102 | 0.42 | 151.6421
DK_E_Offshore10 | . | S04 | . | T103 | 0.3 | 108.3158
DK_E_Offshore10 | . | S04 | . | T104 | 0.3 | 108.3158
DK_E_Offshore10 | . | S04 | . | T105 | 0.3 | 108.3158
DK_E_Offshore10 | . | S04 | . | T106 | 0.3 | 108.3158
DK_E_Offshore10 | . | S04 | . | T107 | 0.3 | 108.3158
DK_E_Offshore10 | . | S04 | . | T108 | 0.3 | 108.3158
DK_E_Offshore10 | . | S04 | . | T109 | 0.42 | 151.6421
DK_E_Offshore10 | . | S04 | . | T110 | 0.42 | 151.6421
DK_E_Offshore10 | . | S04 | . | T111 | 0.57 | 205.8
DK_E_Offshore10 | . | S04 | . | T112 | 0.57 | 205.8
DK_E_Offshore10 | . | S04 | . | T113 | 0.57 | 205.8
DK_E_Offshore10 | . | S04 | . | T114 | 0.57 | 205.8
DK_E_Offshore10 | . | S04 | . | T115 | 0.57 | 205.8
DK_E_Offshore10 | . | S04 | . | T116 | 0.57 | 205.8
DK_E_Offshore10 | . | S04 | . | T117 | 0.57 | 205.8
DK_E_Offshore10 | . | S04 | . | T118 | 0.57 | 205.8
DK_E_Offshore10 | . | S04 | . | T119 | 0.57 | 205.8
DK_E_Offshore10 | . | S04 | . | T120 | 0.42 | 151.6421
DK_E_Offshore10 | . | S04 | . | T121 | 0.42 | 151.6421
DK_E_Offshore10 | . | S04 | . | T122 | 0.42 | 151.6421
DK_E_Offshore10 | . | S04 | . | T123 | 0.42 | 151.6421
DK_E_Offshore10 | . | S04 | . | T124 | 0.3 | 108.3158
DK_E_Offshore10 | . | S04 | . | T125 | 0.3 | 108.3158
DK_E_Offshore10 | . | S04 | . | T126 | 0.3 | 108.3158
DK_E_Offshore10 | . | S04 | . | T127 | 0.3 | 108.3158
DK_E_Offshore10 | . | S04 | . | T128 | 0.19 | 68.6
DK_E_Offshore10 | . | S04 | . | T129 | 0.19 | 68.6
DK_E_Offshore10 | . | S04 | . | T130 | 0.19 | 68.6
DK_E_Offshore10 | . | S04 | . | T131 | 0.19 | 68.6
DK_E_Offshore10 | . | S04 | . | T132 | 0.3 | 108.3158
DK_E_Offshore10 | . | S04 | . | T133 | 0.3 | 108.3158
DK_E_Offshore10 | . | S04 | . | T134 | 0.3 | 108.3158
DK_E_Offshore10 | . | S04 | . | T135 | 0.3 | 108.3158
DK_E_Offshore10 | . | S04 | . | T136 | 0.42 | 151.6421
DK_E_Offshore10 | . | S04 | . | T137 | 0.42 | 151.6421
DK_E_Offshore10 | . | S04 | . | T138 | 0.42 | 151.6421
DK_E_Offshore10 | . | S04 | . | T139 | 0.42 | 151.6421
DK_E_Offshore10 | . | S04 | . | T140 | 0.42 | 151.6421
DK_E_Offshore10 | . | S04 | . | T141 | 0.42 | 151.6421
DK_E_Offshore10 | . | S04 | . | T142 | 0.42 | 151.6421
DK_E_Offshore10 | . | S04 | . | T143 | 0.42 | 151.6421
DK_E_Offshore10 | . | S04 | . | T144 | 0.42 | 151.6421
DK_E_Offshore10 | . | S04 | . | T145 | 0.42 | 151.6421
DK_E_Offshore10 | . | S04 | . | T146 | 0.3 | 108.3158
DK_E_Offshore10 | . | S04 | . | T147 | 0.3 | 108.3158
DK_E_Offshore10 | . | S04 | . | T148 | 0.3 | 108.3158
DK_E_Offshore10 | . | S04 | . | T149 | 0.3 | 108.3158
DK_E_Offshore10 | . | S04 | . | T150 | 0.3 | 108.3158
DK_E_Offshore10 | . | S04 | . | T151 | 0.3 | 108.3158
DK_E_Offshore10 | . | S04 | . | T152 | 0.3 | 108.3158
DK_E_Offshore10 | . | S04 | . | T153 | 0.3 | 108.3158
DK_E_Offshore10 | . | S04 | . | T154 | 0.3 | 108.3158
DK_E_Offshore10 | . | S04 | . | T155 | 0.3 | 108.3158
DK_E_Offshore10 | . | S04 | . | T156 | 0.3 | 108.3158
DK_E_Offshore10 | . | S04 | . | T157 | 0.42 | 151.6421
DK_E_Offshore10 | . | S04 | . | T158 | 0.42 | 151.6421
DK_E_Offshore10 | . | S04 | . | T159 | 0.42 | 151.6421
DK_E_Offshore10 | . | S04 | . | T160 | 0.42 | 151.6421
DK_E_Offshore10 | . | S04 | . | T161 | 0.57 | 205.8
DK_E_Offshore10 | . | S04 | . | T162 | 0.42 | 151.6421
DK_E_Offshore10 | . | S04 | . | T163 | 0.42 | 151.6421
DK_E_Offshore10 | . | S04 | . | T164 | 0.42 | 151.6421
DK_E_Offshore10 | . | S04 | . | T165 | 0.3 | 108.3158
DK_E_Offshore10 | . | S04 | . | T166 | 0.3 | 108.3158
DK_E_Offshore10 | . | S04 | . | T167 | 0.3 | 108.3158
DK_E_Offshore10 | . | S04 | . | T168 | 0.3 | 108.3158
DK_E_Offshore10 | . | S05 | . | T001 | 0.3 | 108.3158
DK_E_Offshore10 | . | S05 | . | T002 | 0.19 | 68.6
DK_E_Offshore10 | . | S05 | . | T003 | 0.12 | 43.3263
DK_E_Offshore10 | . | S05 | . | T004 | 0.12 | 43.3263
DK_E_Offshore10 | . | S05 | . | T005 | 0.12 | 43.3263
DK_E_Offshore10 | . | S05 | . | T006 | 0.12 | 43.3263
DK_E_Offshore10 | . | S05 | . | T007 | 0.19 | 68.6
DK_E_Offshore10 | . | S05 | . | T008 | 0.19 | 68.6
DK_E_Offshore10 | . | S05 | . | T009 | 0.3 | 108.3158
DK_E_Offshore10 | . | S05 | . | T010 | 0.3 | 108.3158
DK_E_Offshore10 | . | S05 | . | T011 | 0.19 | 68.6
DK_E_Offshore10 | . | S05 | . | T012 | 0.3 | 108.3158
DK_E_Offshore10 | . | S05 | . | T013 | 0.3 | 108.3158
DK_E_Offshore10 | . | S05 | . | T014 | 0.3 | 108.3158
DK_E_Offshore10 | . | S05 | . | T015 | 0.3 | 108.3158
DK_E_Offshore10 | . | S05 | . | T016 | 0.19 | 68.6
DK_E_Offshore10 | . | S05 | . | T017 | 0.19 | 68.6
DK_E_Offshore10 | . | S05 | . | T018 | 0.19 | 68.6
DK_E_Offshore10 | . | S05 | . | T019 | 0.19 | 68.6
DK_E_Offshore10 | . | S05 | . | T020 | 0.19 | 68.6
DK_E_Offshore10 | . | S05 | . | T021 | 0.19 | 68.6
DK_E_Offshore10 | . | S05 | . | T022 | 0.12 | 43.3263
DK_E_Offshore10 | . | S05 | . | T023 | 0.06 | 21.6632
DK_E_Offshore10 | . | S05 | . | T024 | 0.03 | 10.8316
DK_E_Offshore10 | . | S05 | . | T025 | 0.03 | 10.8316
DK_E_Offshore10 | . | S05 | . | T026 | 0.03 | 10.8316
DK_E_Offshore10 | . | S05 | . | T027 | 0.06 | 21.6632
DK_E_Offshore10 | . | S05 | . | T028 | 0.06 | 21.6632
DK_E_Offshore10 | . | S05 | . | T029 | 0.06 | 21.6632
DK_E_Offshore10 | . | S05 | . | T030 | 0.03 | 10.8316
DK_E_Offshore10 | . | S05 | . | T031 | 0.03 | 10.8316
DK_E_Offshore10 | . | S05 | . | T032 | 0.19 | 68.6
DK_E_Offshore10 | . | S05 | . | T033 | 0.12 | 43.3263
DK_E_Offshore10 | . | S05 | . | T034 | 0.12 | 43.3263
DK_E_Offshore10 | . | S05 | . | T035 | 0.06 | 21.6632
DK_E_Offshore10 | . | S05 | . | T036 | 0.06 | 21.6632
DK_E_Offshore10 | . | S05 | . | T037 | 0.06 | 21.6632
DK_E_Offshore10 | . | S05 | . | T038 | 0.06 | 21.6632
DK_E_Offshore10 | . | S05 | . | T039 | 0.06 | 21.6632
DK_E_Offshore10 | . | S05 | . | T040 | 0.06 | 21.6632
DK_E_Offshore10 | . | S05 | . | T041 | 0.06 | 21.6632
DK_E_Offshore10 | . | S05 | . | T042 | 0.12 | 43.3263
DK_E_Offshore10 | . | S05 | . | T043 | 0.12 | 43.3263
DK_E_Offshore10 | . | S05 | . | T044 | 0.12 | 43.3263
DK_E_Offshore10 | . | S05 | . | T045 | 0.06 | 21.6632
DK_E_Offshore10 | . | S05 | . | T046 | 0.06 | 21.6632
DK_E_Offshore10 | . | S05 | . | T047 | 0.06 | 21.6632
DK_E_Offshore10 | . | S05 | . | T048 | 0.03 | 10.8316
DK_E_Offshore10 | . | S05 | . | T049 | 0.03 | 10.8316
DK_E_Offshore10 | . | S05 | . | T050 | 0.06 | 21.6632
DK_E_Offshore10 | . | S05 | . | T051 | 0.06 | 21.6632
DK_E_Offshore10 | . | S05 | . | T052 | 0.06 | 21.6632
DK_E_Offshore10 | . | S05 | . | T053 | 0.06 | 21.6632
DK_E_Offshore10 | . | S05 | . | T054 | 0.06 | 21.6632
DK_E_Offshore10 | . | S05 | . | T055 | 0.03 | 10.8316
DK_E_Offshore10 | . | S05 | . | T056 | 0.06 | 21.6632
DK_E_Offshore10 | . | S05 | . | T057 | 0.06 | 21.6632
DK_E_Offshore10 | . | S05 | . | T058 | 0.03 | 10.8316
DK_E_Offshore10 | . | S05 | . | T059 | 0 | 0
DK_E_Offshore10 | . | S05 | . | T060 | 0 | 0
DK_E_Offshore10 | . | S05 | . | T061 | 0.03 | 10.8316
DK_E_Offshore10 | . | S05 | . | T062 | 0.06 | 21.6632
DK_E_Offshore10 | . | S05 | . | T063 | 0.06 | 21.6632
DK_E_Offshore10 | . | S05 | . | T064 | 0.03 | 10.8316
DK_E_Offshore10 | . | S05 | . | T065 | 0.03 | 10.8316
DK_E_Offshore10 | . | S05 | . | T066 | 0 | 0
DK_E_Offshore10 | . | S05 | . | T067 | 0 | 0
DK_E_Offshore10 | . | S05 | . | T068 | 0 | 0
DK_E_Offshore10 | . | S05 | . | T069 | 0 | 0
DK_E_Offshore10 | . | S05 | . | T070 | 0 | 0
DK_E_Offshore10 | . | S05 | . | T071 | 0.03 | 10.8316
DK_E_Offshore10 | . | S05 | . | T072 | 0.03 | 10.8316
DK_E_Offshore10 | . | S05 | . | T073 | 0.03 | 10.8316
DK_E_Offshore10 | . | S05 | . | T074 | 0.06 | 21.6632
DK_E_Offshore10 | . | S05 | . | T075 | 0.06 | 21.6632
DK_E_Offshore10 | . | S05 | . | T076 | 0.03 | 10.8316
DK_E_Offshore10 | . | S05 | . | T077 | 0.03 | 10.8316
DK_E_Offshore10 | . | S05 | . | T078 | 0 | 0
DK_E_Offshore10 | . | S05 | . | T079 | 0 | 0
DK_E_Offshore10 | . | S05 | . | T080 | 0.03 | 10.8316
DK_E_Offshore10 | . | S05 | . | T081 | 0.03 | 10.8316
DK_E_Offshore10 | . | S05 | . | T082 | 0.03 | 10.8316
DK_E_Offshore10 | . | S05 | . | T083 | 0.06 | 21.6632
DK_E_Offshore10 | . | S05 | . | T084 | 0.06 | 21.6632
DK_E_Offshore10 | . | S05 | . | T085 | 0.06 | 21.6632
DK_E_Offshore10 | . | S05 | . | T086 | 0.06 | 21.6632
DK_E_Offshore10 | . | S05 | . | T087 | 0.12 | 43.3263
DK_E_Offshore10 | . | S05 | . | T088 | 0.12 | 43.3263
DK_E_Offshore10 | . | S05 | . | T089 | 0.12 | 43.3263
DK_E_Offshore10 | . | S05 | . | T090 | 0.12 | 43.3263
DK_E_Offshore10 | . | S05 | . | T091 | 0.12 | 43.3263
DK_E_Offshore10 | . | S05 | . | T092 | 0.12 | 43.3263
DK_E_Offshore10 | . | S05 | . | T093 | 0.19 | 68.6
DK_E_Offshore10 | . | S05 | . | T094 | 0.19 | 68.6
DK_E_Offshore10 | . | S05 | . | T095 | 0.19 | 68.6
DK_E_Offshore10 | . | S05 | . | T096 | 0.19 | 68.6
DK_E_Offshore10 | . | S05 | . | T097 | 0.19 | 68.6
DK_E_Offshore10 | . | S05 | . | T098 | 0.19 | 68.6
DK_E_Offshore10 | . | S05 | . | T099 | 0.12 | 43.3263
DK_E_Offshore10 | . | S05 | . | T100 | 0.03 | 10.8316
DK_E_Offshore10 | . | S05 | . | T101 | 0.19 | 68.6
DK_E_Offshore10 | . | S05 | . | T102 | 0.3 | 108.3158
DK_E_Offshore10 | . | S05 | . | T103 | 0.3 | 108.3158
DK_E_Offshore10 | . | S05 | . | T104 | 0.3 | 108.3158
DK_E_Offshore10 | . | S05 | . | T105 | 0.42 | 151.6421
DK_E_Offshore10 | . | S05 | . | T106 | 0.42 | 151.6421
DK_E_Offshore10 | . | S05 | . | T107 | 0.42 | 151.6421
DK_E_Offshore10 | . | S05 | . | T108 | 0.42 | 151.6421
DK_E_Offshore10 | . | S05 | . | T109 | 0.57 | 205.8
DK_E_Offshore10 | . | S05 | . | T110 | 0.57 | 205.8
DK_E_Offshore10 | . | S05 | . | T111 | 0.42 | 151.6421
DK_E_Offshore10 | . | S05 | . | T112 | 0.42 | 151.6421
DK_E_Offshore10 | . | S05 | . | T113 | 0.42 | 151.6421
DK_E_Offshore10 | . | S05 | . | T114 | 0.57 | 205.8
DK_E_Offshore10 | . | S05 | . | T115 | 0.85 | 306.8948
DK_E_Offshore10 | . | S05 | . | T116 | 0.95 | 343.0001
DK_E_Offshore10 | . | S05 | . | T117 | 0.99 | 357.4422
DK_E_Offshore10 | . | S05 | . | T118 | 0.99 | 357.4422
DK_E_Offshore10 | . | S05 | . | T119 | 0.99 | 357.4422
DK_E_Offshore10 | . | S05 | . | T120 | 0.99 | 357.4422
DK_E_Offshore10 | . | S05 | . | T121 | 0.95 | 343.0001
DK_E_Offshore10 | . | S05 | . | T122 | 0.85 | 306.8948
DK_E_Offshore10 | . | S05 | . | T123 | 0.85 | 306.8948
DK_E_Offshore10 | . | S05 | . | T124 | 0.72 | 259.958
DK_E_Offshore10 | . | S05 | . | T125 | 0.57 | 205.8
DK_E_Offshore10 | . | S05 | . | T126 | 0.57 | 205.8
DK_E_Offshore10 | . | S05 | . | T127 | 0.42 | 151.6421
DK_E_Offshore10 | . | S05 | . | T128 | 0.3 | 108.3158
DK_E_Offshore10 | . | S05 | . | T129 | 0.12 | 43.3263
DK_E_Offshore10 | . | S05 | . | T130 | 0.06 | 21.6632
DK_E_Offshore10 | . | S05 | . | T131 | 0.12 | 43.3263
DK_E_Offshore10 | . | S05 | . | T132 | 0.12 | 43.3263
DK_E_Offshore10 | . | S05 | . | T133 | 0.12 | 43.3263
DK_E_Offshore10 | . | S05 | . | T134 | 0.12 | 43.3263
DK_E_Offshore10 | . | S05 | . | T135 | 0.06 | 21.6632
DK_E_Offshore10 | . | S05 | . | T136 | 0.06 | 21.6632
DK_E_Offshore10 | . | S05 | . | T137 | 0.06 | 21.6632
DK_E_Offshore10 | . | S05 | . | T138 | 0.06 | 21.6632
DK_E_Offshore10 | . | S05 | . | T139 | 0.06 | 21.6632
DK_E_Offshore10 | . | S05 | . | T140 | 0.03 | 10.8316
DK_E_Offshore10 | . | S05 | . | T141 | 0.03 | 10.8316
DK_E_Offshore10 | . | S05 | . | T142 | 0.06 | 21.6632
DK_E_Offshore10 | . | S05 | . | T143 | 0.03 | 10.8316
DK_E_Offshore10 | . | S05 | . | T144 | 0.03 | 10.8316
DK_E_Offshore10 | . | S05 | . | T145 | 0.03 | 10.8316
DK_E_Offshore10 | . | S05 | . | T146 | 0.03 | 10.8316
DK_E_Offshore10 | . | S05 | . | T147 | 0.03 | 10.8316
DK_E_Offshore10 | . | S05 | . | T148 | 0.03 | 10.8316
DK_E_Offshore10 | . | S05 | . | T149 | 0.03 | 10.8316
DK_E_Offshore10 | . | S05 | . | T150 | 0.06 | 21.6632
DK_E_Offshore10 | . | S05 | . | T151 | 0.06 | 21.6632
DK_E_Offshore10 | . | S05 | . | T152 | 0.03 | 10.8316
DK_E_Offshore10 | . | S05 | . | T153 | 0.03 | 10.8316
DK_E_Offshore10 | . | S05 | . | T154 | 0.03 | 10.8316
DK_E_Offshore10 | . | S05 | . | T155 | 0.03 | 10.8316
DK_E_Offshore10 | . | S05 | . | T156 | 0.03 | 10.8316
DK_E_Offshore10 | . | S05 | . | T157 | 0.06 | 21.6632
DK_E_Offshore10 | . | S05 | . | T158 | 0.06 | 21.6632
DK_E_Offshore10 | . | S05 | . | T159 | 0.12 | 43.3263
DK_E_Offshore10 | . | S05 | . | T160 | 0.12 | 43.3263
DK_E_Offshore10 | . | S05 | . | T161 | 0.19 | 68.6
DK_E_Offshore10 | . | S05 | . | T162 | 0.19 | 68.6
DK_E_Offshore10 | . | S05 | . | T163 | 0.3 | 108.3158
DK_E_Offshore10 | . | S05 | . | T164 | 0.3 | 108.3158
DK_E_Offshore10 | . | S05 | . | T165 | 0.42 | 151.6421
DK_E_Offshore10 | . | S05 | . | T166 | 0.42 | 151.6421
DK_E_Offshore10 | . | S05 | . | T167 | 0.42 | 151.6421
DK_E_Offshore10 | . | S05 | . | T168 | 0.57 | 205.8
DK_E_Offshore10 | . | S06 | . | T001 | 0.57 | 205.8
DK_E_Offshore10 | . | S06 | . | T002 | 0.57 | 205.8
DK_E_Offshore10 | . | S06 | . | T003 | 0.57 | 205.8
DK_E_Offshore10 | . | S06 | . | T004 | 0.57 | 205.8
DK_E_Offshore10 | . | S06 | . | T005 | 0.72 | 259.958
DK_E_Offshore10 | . | S06 | . | T006 | 0.72 | 259.958
DK_E_Offshore10 | . | S06 | . | T007 | 0.72 | 259.958
DK_E_Offshore10 | . | S06 | . | T008 | 0.85 | 306.8948
DK_E_Offshore10 | . | S06 | . | T009 | 0.85 | 306.8948
DK_E_Offshore10 | . | S06 | . | T010 | 0.95 | 343.0001
DK_E_Offshore10 | . | S06 | . | T011 | 0.95 | 343.0001
DK_E_Offshore10 | . | S06 | . | T012 | 0.95 | 343.0001
DK_E_Offshore10 | . | S06 | . | T013 | 0.95 | 343.0001
DK_E_Offshore10 | . | S06 | . | T014 | 0.95 | 343.0001
DK_E_Offshore10 | . | S06 | . | T015 | 0.95 | 343.0001
DK_E_Offshore10 | . | S06 | . | T016 | 0.95 | 343.0001
DK_E_Offshore10 | . | S06 | . | T017 | 0.99 | 357.4422
DK_E_Offshore10 | . | S06 | . | T018 | 1 | 361.0527
DK_E_Offshore10 | . | S06 | . | T019 | 1 | 361.0527
DK_E_Offshore10 | . | S06 | . | T020 | 1 | 361.0527
DK_E_Offshore10 | . | S06 | . | T021 | 1 | 361.0527
DK_E_Offshore10 | . | S06 | . | T022 | 1 | 361.0527
DK_E_Offshore10 | . | S06 | . | T023 | 1 | 361.0527
DK_E_Offshore10 | . | S06 | . | T024 | 1 | 361.0527
DK_E_Offshore10 | . | S06 | . | T025 | 1 | 361.0527
DK_E_Offshore10 | . | S06 | . | T026 | 1 | 361.0527
DK_E_Offshore10 | . | S06 | . | T027 | 1 | 361.0527
DK_E_Offshore10 | . | S06 | . | T028 | 1 | 361.0527
DK_E_Offshore10 | . | S06 | . | T029 | 1 | 361.0527
DK_E_Offshore10 | . | S06 | . | T030 | 1 | 361.0527
DK_E_Offshore10 | . | S06 | . | T031 | 1 | 361.0527
DK_E_Offshore10 | . | S06 | . | T032 | 1 | 361.0527
DK_E_Offshore10 | . | S06 | . | T033 | 0.99 | 357.4422
DK_E_Offshore10 | . | S06 | . | T034 | 0.95 | 343.0001
DK_E_Offshore10 | . | S06 | . | T035 | 0.72 | 259.958
DK_E_Offshore10 | . | S06 | . | T036 | 0.42 | 151.6421
DK_E_Offshore10 | . | S06 | . | T037 | 0.3 | 108.3158
DK_E_Offshore10 | . | S06 | . | T038 | 0.19 | 68.6
DK_E_Offshore10 | . | S06 | . | T039 | 0.12 | 43.3263
DK_E_Offshore10 | . | S06 | . | T040 | 0.12 | 43.3263
DK_E_Offshore10 | . | S06 | . | T041 | 0.19 | 68.6
DK_E_Offshore10 | . | S06 | . | T042 | 0.72 | 259.958
DK_E_Offshore10 | . | S06 | . | T043 | 0.85 | 306.8948
DK_E_Offshore10 | . | S06 | . | T044 | 0.72 | 259.958
DK_E_Offshore10 | . | S06 | . | T045 | 0.57 | 205.8
DK_E_Offshore10 | . | S06 | . | T046 | 0.57 | 205.8
DK_E_Offshore10 | . | S06 | . | T047 | 0.85 | 306.8948
DK_E_Offshore10 | . | S06 | . | T048 | 0.95 | 343.0001
DK_E_Offshore10 | . | S06 | . | T049 | 0.95 | 343.0001
DK_E_Offshore10 | . | S06 | . | T050 | 0.95 | 343.0001
DK_E_Offshore10 | . | S06 | . | T051 | 0.95 | 343.0001
DK_E_Offshore10 | . | S06 | . | T052 | 0.85 | 306.8948
DK_E_Offshore10 | . | S06 | . | T053 | 0.95 | 343.0001
DK_E_Offshore10 | . | S06 | . | T054 | 0.95 | 343.0001
DK_E_Offshore10 | . | S06 | . | T055 | 0.85 | 306.8948
DK_E_Offshore10 | . | S06 | . | T056 | 0.57 | 205.8
DK_E_Offshore10 | . | S06 | . | T057 | 0.85 | 306.8948
DK_E_Offshore10 | . | S06 | . | T058 | 0.99 | 357.4422
DK_E_Offshore10 | . | S06 | . | T059 | 1 | 361.0527
DK_E_Offshore10 | . | S06 | . | T060 | 1 | 361.0527
DK_E_Offshore10 | . | S06 | . | T061 | 1 | 361.0527
DK_E_Offshore10 | . | S06 | . | T062 | 1 | 361.0527
DK_E_Offshore10 | . | S06 | . | T063 | 1 | 361.0527
DK_E_Offshore10 | . | S06 | . | T064 | 1 | 361.0527
DK_E_Offshore10 | . | S06 | . | T065 | 1 | 361.0527
DK_E_Offshore10 | . | S06 | . | T066 | 1 | 361.0527
DK_E_Offshore10 | . | S06 | . | T067 | 1 | 361.0527
DK_E_Offshore10 | . | S06 | . | T068 | 1 | 361.0527
DK_E_Offshore10 | . | S06 | . | T069 | 1 | 361.0527
DK_E_Offshore10 | . | S06 | . | T070 | 1 | 361.0527
DK_E_Offshore10 | . | S06 | . | T071 | 1 | 361.0527
DK_E_Offshore10 | . | S06 | . | T072 | 1 | 361.0527
DK_E_Offshore10 | . | S06 | . | T073 | 1 | 361.0527
DK_E_Offshore10 | . | S06 | . | T074 | 0.99 | 357.4422
DK_E_Offshore10 | . | S06 | . | T075 | 0.99 | 357.4422
DK_E_Offshore10 | . | S06 | . | T076 | 0.95 | 343.0001
DK_E_Offshore10 | . | S06 | . | T077 | 0.95 | 343.0001
DK_E_Offshore10 | . | S06 | . | T078 | 0.95 | 343.0001
DK_E_Offshore10 | . | S06 | . | T079 | 0.95 | 343.0001
DK_E_Offshore10 | . | S06 | . | T080 | 0.95 | 343.0001
DK_E_Offshore10 | . | S06 | . | T081 | 0.95 | 343.0001
DK_E_Offshore10 | . | S06 | . | T082 | 0.95 | 343.0001
DK_E_Offshore10 | . | S06 | . | T083 | 0.95 | 343.0001
DK_E_Offshore10 | . | S06 | . | T084 | 0.95 | 343.0001
DK_E_Offshore10 | . | S06 | . | T085 | 0.95 | 343.0001
DK_E_Offshore10 | . | S06 | . | T086 | 0.95 | 343.0001
DK_E_Offshore10 | . | S06 | . | T087 | 0.95 | 343.0001
DK_E_Offshore10 | . | S06 | . | T088 | 0.95 | 343.0001
DK_E_Offshore10 | . | S06 | . | T089 | 0.95 | 343.0001
DK_E_Offshore10 | . | S06 | . | T090 | 0.95 | 343.0001
DK_E_Offshore10 | . | S06 | . | T091 | 0.99 | 357.4422
DK_E_Offshore10 | . | S06 | . | T092 | 0.95 | 343.0001
DK_E_Offshore10 | . | S06 | . | T093 | 0.95 | 343.0001
DK_E_Offshore10 | . | S06 | . | T094 | 0.85 | 306.8948
DK_E_Offshore10 | . | S06 | . | T095 | 0.72 | 259.958
DK_E_Offshore10 | . | S06 | . | T096 | 0.57 | 205.8
DK_E_Offshore10 | . | S06 | . | T097 | 0.57 | 205.8
DK_E_Offshore10 | . | S06 | . | T098 | 0.57 | 205.8
DK_E_Offshore10 | . | S06 | . | T099 | 0.57 | 205.8
DK_E_Offshore10 | . | S06 | . | T100 | 0.72 | 259.958
DK_E_Offshore10 | . | S06 | . | T101 | 0.72 | 259.958
DK_E_Offshore10 | . | S06 | . | T102 | 0.95 | 343.0001
DK_E_Offshore10 | . | S06 | . | T103 | 0.95 | 343.0001
DK_E_Offshore10 | . | S06 | . | T104 | 0.95 | 343.0001
DK_E_Offshore10 | . | S06 | . | T105 | 0.95 | 343.0001
DK_E_Offshore10 | . | S06 | . | T106 | 0.95 | 343.0001
DK_E_Offshore10 | . | S06 | . | T107 | 0.95 | 343.0001
DK_E_Offshore10 | . | S06 | . | T108 | 0.99 | 357.4422
DK_E_Offshore10 | . | S06 | . | T109 | 0.99 | 357.4422
DK_E_Offshore10 | . | S06 | . | T110 | 0.99 | 357.4422
DK_E_Offshore10 | . | S06 | . | T111 | 1 | 361.0527
DK_E_Offshore10 | . | S06 | . | T112 | 1 | 361.0527
DK_E_Offshore10 | . | S06 | . | T113 | 1 | 361.0527
DK_E_Offshore10 | . | S06 | . | T114 | 0.99 | 357.4422
DK_E_Offshore10 | . | S06 | . | T115 | 0.99 | 357.4422
DK_E_Offshore10 | . | S06 | . | T116 | 0.95 | 343.0001
DK_E_Offshore10 | . | S06 | . | T117 | 0.85 | 306.8948
DK_E_Offshore10 | . | S06 | . | T118 | 0.57 | 205.8
DK_E_Offshore10 | . | S06 | . | T119 | 0.06 | 21.6632
DK_E_Offshore10 | . | S06 | . | T120 | 0 | 0
DK_E_Offshore10 | . | S06 | . | T121 | 0.12 | 43.3263
DK_E_Offshore10 | . | S06 | . | T122 | 0.3 | 108.3158
DK_E_Offshore10 | . | S06 | . | T123 | 0.42 | 151.6421
DK_E_Offshore10 | . | S06 | . | T124 | 0.57 | 205.8
DK_E_Offshore10 | . | S06 | . | T125 | 0.57 | 205.8
DK_E_Offshore10 | . | S06 | . | T126 | 0.57 | 205.8
DK_E_Offshore10 | . | S06 | . | T127 | 0.42 | 151.6421
DK_E_Offshore10 | . | S06 | . | T128 | 0.3 | 108.3158
DK_E_Offshore10 | . | S06 | . | T129 | 0.42 | 151.6421
DK_E_Offshore10 | . | S06 | . | T130 | 0.42 | 151.6421
DK_E_Offshore10 | . | S06 | . | T131 | 0.42 | 151.6421
DK_E_Offshore10 | . | S06 | . | T132 | 0.42 | 151.6421
DK_E_Offshore10 | . | S06 | . | T133 | 0.3 | 108.3158
DK_E_Offshore10 | . | S06 | . | T134 | 0.3 | 108.3158
DK_E_Offshore10 | . | S06 | . | T135 | 0.42 | 151.6421
DK_E_Offshore10 | . | S06 | . | T136 | 0.3 | 108.3158
DK_E_Offshore10 | . | S06 | . | T137 | 0.3 | 108.3158
DK_E_Offshore10 | . | S06 | . | T138 | 0.3 | 108.3158
DK_E_Offshore10 | . | S06 | . | T139 | 0.3 | 108.3158
DK_E_Offshore10 | . | S06 | . | T140 | 0.19 | 68.6
DK_E_Offshore10 | . | S06 | . | T141 | 0.19 | 68.6
DK_E_Offshore10 | . | S06 | . | T142 | 0.12 | 43.3263
DK_E_Offshore10 | . | S06 | . | T143 | 0.12 | 43.3263
DK_E_Offshore10 | . | S06 | . | T144 | 0.06 | 21.6632
DK_E_Offshore10 | . | S06 | . | T145 | 0.03 | 10.8316
DK_E_Offshore10 | . | S06 | . | T146 | 0 | 0
DK_E_Offshore10 | . | S06 | . | T147 | 0 | 0
DK_E_Offshore10 | . | S06 | . | T148 | 0 | 0
DK_E_Offshore10 | . | S06 | . | T149 | 0 | 0
DK_E_Offshore10 | . | S06 | . | T150 | 0 | 0
DK_E_Offshore10 | . | S06 | . | T151 | 0 | 0
DK_E_Offshore10 | . | S06 | . | T152 | 0 | 0
DK_E_Offshore10 | . | S06 | . | T153 | 0 | 0
DK_E_Offshore10 | . | S06 | . | T154 | 0 | 0
DK_E_Offshore10 | . | S06 | . | T155 | 0 | 0
DK_E_Offshore10 | . | S06 | . | T156 | 0 | 0
DK_E_Offshore10 | . | S06 | . | T157 | 0 | 0
DK_E_Offshore10 | . | S06 | . | T158 | 0 | 0
DK_E_Offshore10 | . | S06 | . | T159 | 0 | 0
DK_E_Offshore10 | . | S06 | . | T160 | 0.03 | 10.8316
DK_E_Offshore10 | . | S06 | . | T161 | 0.06 | 21.6632
DK_E_Offshore10 | . | S06 | . | T162 | 0.12 | 43.3263
DK_E_Offshore10 | . | S06 | . | T163 | 0.19 | 68.6
DK_E_Offshore10 | . | S06 | . | T164 | 0.19 | 68.6
DK_E_Offshore10 | . | S06 | . | T165 | 0.3 | 108.3158
DK_E_Offshore10 | . | S06 | . | T166 | 0.42 | 151.6421
DK_E_Offshore10 | . | S06 | . | T167 | 0.57 | 205.8
DK_E_Offshore10 | . | S06 | . | T168 | 0.72 | 259.958
DK_E_Offshore10 | . | S07 | . | T001 | 0.85 | 306.8948
DK_E_Offshore10 | . | S07 | . | T002 | 0.95 | 343.0001
DK_E_Offshore10 | . | S07 | . | T003 | 0.99 | 357.4422
DK_E_Offshore10 | . | S07 | . | T004 | 1 | 361.0527
DK_E_Offshore10 | . | S07 | . | T005 | 0.99 | 357.4422
DK_E_Offshore10 | . | S07 | . | T006 | 0.99 | 357.4422
DK_E_Offshore10 | . | S07 | . | T007 | 0.99 | 357.4422
DK_E_Offshore10 | . | S07 | . | T008 | 0.99 | 357.4422
DK_E_Offshore10 | . | S07 | . | T009 | 0.99 | 357.4422
DK_E_Offshore10 | . | S07 | . | T010 | 0.99 | 357.4422
DK_E_Offshore10 | . | S07 | . | T011 | 0.99 | 357.4422
DK_E_Offshore10 | . | S07 | . | T012 | 1 | 361.0527
DK_E_Offshore10 | . | S07 | . | T013 | 1 | 361.0527
DK_E_Offshore10 | . | S07 | . | T014 | 1 | 361.0527
DK_E_Offshore10 | . | S07 | . | T015 | 1 | 361.0527
DK_E_Offshore10 | . | S07 | . | T016 | 1 | 361.0527
DK_E_Offshore10 | . | S07 | . | T017 | 1 | 361.0527
DK_E_Offshore10 | . | S07 | . | T018 | 1 | 361.0527
DK_E_Offshore10 | . | S07 | . | T019 | 1 | 361.0527
DK_E_Offshore10 | . | S07 | . | T020 | 1 | 361.0527
DK_E_Offshore10 | . | S07 | . | T021 | 1 | 361.0527
DK_E_Offshore10 | . | S07 | . | T022 | 1 | 361.0527
DK_E_Offshore10 | . | S07 | . | T023 | 1 | 361.0527
DK_E_Offshore10 | . | S07 | . | T024 | 1 | 361.0527
DK_E_Offshore10 | . | S07 | . | T025 | 1 | 361.0527
DK_E_Offshore10 | . | S07 | . | T026 | 1 | 361.0527
DK_E_Offshore10 | . | S07 | . | T027 | 1 | 361.0527
DK_E_Offshore10 | . | S07 | . | T028 | 1 | 361.0527
DK_E_Offshore10 | . | S07 | . | T029 | 1 | 361.0527
DK_E_Offshore10 | . | S07 | . | T030 | 1 | 361.0527
DK_E_Offshore10 | . | S07 | . | T031 | 1 | 361.0527
DK_E_Offshore10 | . | S07 | . | T032 | 1 | 361.0527
DK_E_Offshore10 | . | S07 | . | T033 | 1 | 361.0527
DK_E_Offshore10 | . | S07 | . | T034 | 1 | 361.0527
DK_E_Offshore10 | . | S07 | . | T035 | 1 | 361.0527
DK_E_Offshore10 | . | S07 | . | T036 | 1 | 361.0527
DK_E_Offshore10 | . | S07 | . | T037 | 1 | 361.0527
DK_E_Offshore10 | . | S07 | . | T038 | 1 | 361.0527
DK_E_Offshore10 | . | S07 | . | T039 | 0.99 | 357.4422
DK_E_Offshore10 | . | S07 | . | T040 | 0.85 | 306.8948
DK_E_Offshore10 | . | S07 | . | T041 | 0.72 | 259.958
DK_E_Offshore10 | . | S07 | . | T042 | 0.72 | 259.958
DK_E_Offshore10 | . | S07 | . | T043 | 0.85 | 306.8948
DK_E_Offshore10 | . | S07 | . | T044 | 0.72 | 259.958
DK_E_Offshore10 | . | S07 | . | T045 | 0.72 | 259.958
DK_E_Offshore10 | . | S07 | . | T046 | 0.85 | 306.8948
DK_E_Offshore10 | . | S07 | . | T047 | 0.85 | 306.8948
DK_E_Offshore10 | . | S07 | . | T048 | 0.85 | 306.8948
DK_E_Offshore10 | . | S07 | . | T049 | 0.85 | 306.8948
DK_E_Offshore10 | . | S07 | . | T050 | 0.95 | 343.0001
DK_E_Offshore10 | . | S07 | . | T051 | 0.95 | 343.0001
DK_E_Offshore10 | . | S07 | . | T052 | 0.95 | 343.0001
DK_E_Offshore10 | . | S07 | . | T053 | 0.85 | 306.8948
DK_E_Offshore10 | . | S07 | . | T054 | 0.72 | 259.958
DK_E_Offshore10 | . | S07 | . | T055 | 0.57 | 205.8
DK_E_Offshore10 | . | S07 | . | T056 | 0.42 | 151.6421
DK_E_Offshore10 | . | S07 | . | T057 | 0.42 | 151.6421
DK_E_Offshore10 | . | S07 | . | T058 | 0.42 | 151.6421
DK_E_Offshore10 | . | S07 | . | T059 | 0.42 | 151.6421
DK_E_Offshore10 | . | S07 | . | T060 | 0.3 | 108.3158
DK_E_Offshore10 | . | S07 | . | T061 | 0.3 | 108.3158
DK_E_Offshore10 | . | S07 | . | T062 | 0.3 | 108.3158
DK_E_Offshore10 | . | S07 | . | T063 | 0.3 | 108.3158
DK_E_Offshore10 | . | S07 | . | T064 | 0.3 | 108.3158
DK_E_Offshore10 | . | S07 | . | T065 | 0.42 | 151.6421
DK_E_Offshore10 | . | S07 | . | T066 | 0.57 | 205.8
DK_E_Offshore10 | . | S07 | . | T067 | 0.57 | 205.8
DK_E_Offshore10 | . | S07 | . | T068 | 0.3 | 108.3158
DK_E_Offshore10 | . | S07 | . | T069 | 0.19 | 68.6
DK_E_Offshore10 | . | S07 | . | T070 | 0.19 | 68.6
DK_E_Offshore10 | . | S07 | . | T071 | 0.12 | 43.3263
DK_E_Offshore10 | . | S07 | . | T072 | 0.12 | 43.3263
DK_E_Offshore10 | . | S07 | . | T073 | 0.06 | 21.6632
DK_E_Offshore10 | . | S07 | . | T074 | 0.06 | 21.6632
DK_E_Offshore10 | . | S07 | . | T075 | 0.06 | 21.6632
DK_E_Offshore10 | . | S07 | . | T076 | 0.12 | 43.3263
DK_E_Offshore10 | . | S07 | . | T077 | 0.19 | 68.6
DK_E_Offshore10 | . | S07 | . | T078 | 0.3 | 108.3158
DK_E_Offshore10 | . | S07 | . | T079 | 0.3 | 108.3158
DK_E_Offshore10 | . | S07 | . | T080 | 0.42 | 151.6421
DK_E_Offshore10 | . | S07 | . | T081 | 0.42 | 151.6421
DK_E_Offshore10 | . | S07 | . | T082 | 0.57 | 205.8
DK_E_Offshore10 | . | S07 | . | T083 | 0.42 | 151.6421
DK_E_Offshore10 | . | S07 | . | T084 | 0.3 | 108.3158
DK_E_Offshore10 | . | S07 | . | T085 | 0.3 | 108.3158
DK_E_Offshore10 | . | S07 | . | T086 | 0.42 | 151.6421
DK_E_Offshore10 | . | S07 | . | T087 | 0.42 | 151.6421
DK_E_Offshore10 | . | S07 | . | T088 | 0.57 | 205.8
DK_E_Offshore10 | . | S07 | . | T089 | 0.57 | 205.8
DK_E_Offshore10 | . | S07 | . | T090 | 0.57 | 205.8
DK_E_Offshore10 | . | S07 | . | T091 | 0.57 | 205.8
DK_E_Offshore10 | . | S07 | . | T092 | 0.57 | 205.8
DK_E_Offshore10 | . | S07 | . | T093 | 0.57 | 205.8
DK_E_Offshore10 | . | S07 | . | T094 | 0.57 | 205.8
DK_E_Offshore10 | . | S07 | . | T095 | 0.57 | 205.8
DK_E_Offshore10 | . | S07 | . | T096 | 0.57 | 205.8
DK_E_Offshore10 | . | S07 | . | T097 | 0.42 | 151.6421
DK_E_Offshore10 | . | S07 | . | T098 | 0.42 | 151.6421
DK_E_Offshore10 | . | S07 | . | T099 | 0.42 | 151.6421
DK_E_Offshore10 | . | S07 | . | T100 | 0.42 | 151.6421
DK_E_Offshore10 | . | S07 | . | T101 | 0.42 | 151.6421
DK_E_Offshore10 | . | S07 | . | T102 | 0.42 | 151.6421
DK_E_Offshore10 | . | S07 | . | T103 | 0.3 | 108.3158
DK_E_Offshore10 | . | S07 | . | T104 | 0.3 | 108.3158
DK_E_Offshore10 | . | S07 | . | T105 | 0.3 | 108.3158
DK_E_Offshore10 | . | S07 | . | T106 | 0.19 | 68.6
DK_E_Offshore10 | . | S07 | . | T107 | 0.19 | 68.6
DK_E_Offshore10 | . | S07 | . | T108 | 0.3 | 108.3158
DK_E_Offshore10 | . | S07 | . | T109 | 0.3 | 108.3158
DK_E_Offshore10 | . | S07 | . | T110 | 0.3 | 108.3158
DK_E_Offshore10 | . | S07 | . | T111 | 0.3 | 108.3158
DK_E_Offshore10 | . | S07 | . | T112 | 0.3 | 108.3158
DK_E_Offshore10 | . | S07 | . | T113 | 0.3 | 108.3158
DK_E_Offshore10 | . | S07 | . | T114 | 0.19 | 68.6
DK_E_Offshore10 | . | S07 | . | T115 | 0.12 | 43.3263
DK_E_Offshore10 | . | S07 | . | T116 | 0.19 | 68.6
DK_E_Offshore10 | . | S07 | . | T117 | 0.19 | 68.6
DK_E_Offshore10 | . | S07 | . | T118 | 0.19 | 68.6
DK_E_Offshore10 | . | S07 | . | T119 | 0.19 | 68.6
DK_E_Offshore10 | . | S07 | . | T120 | 0.19 | 68.6
DK_E_Offshore10 | . | S07 | . | T121 | 0.12 | 43.3263
DK_E_Offshore10 | . | S07 | . | T122 | 0.12 | 43.3263
DK_E_Offshore10 | . | S07 | . | T123 | 0.12 | 43.3263
DK_E_Offshore10 | . | S07 | . | T124 | 0.06 | 21.6632
DK_E_Offshore10 | . | S07 | . | T125 | 0.06 | 21.6632
DK_E_Offshore10 | . | S07 | . | T126 | 0.03 | 10.8316
DK_E_Offshore10 | . | S07 | . | T127 | 0.03 | 10.8316
DK_E_Offshore10 | . | S07 | . | T128 | 0 | 0
DK_E_Offshore10 | . | S07 | . | T129 | 0 | 0
DK_E_Offshore10 | . | S07 | . | T130 | 0 | 0
DK_E_Offshore10 | . | S07 | . | T131 | 0 | 0
DK_E_Offshore10 | . | S07 | . | T132 | 0.03 | 10.8316
DK_E_Offshore10 | . | S07 | . | T133 | 0.03 | 10.8316
DK_E_Offshore10 | . | S07 | . | T134 | 0.06 | 21.6632
DK_E_Offshore10 | . | S07 | . | T135 | 0.03 | 10.8316
DK_E_Offshore10 | . | S07 | . | T136 | 0 | 0
DK_E_Offshore10 | . | S07 | . | T137 | 0.03 | 10.8316
DK_E_Offshore10 | . | S07 | . | T138 | 0.12 | 43.3263
DK_E_Offshore10 | . | S07 | . | T139 | 0.3 | 108.3158
DK_E_Offshore10 | . | S07 | . | T140 | 0.42 | 151.6421
DK_E_Offshore10 | . | S07 | . | T141 | 0.42 | 151.6421
DK_E_Offshore10 | . | S07 | . | T142 | 0.42 | 151.6421
DK_E_Offshore10 | . | S07 | . | T143 | 0.42 | 151.6421
DK_E_Offshore10 | . | S07 | . | T144 | 0.42 | 151.6421
DK_E_Offshore10 | . | S07 | . | T145 | 0.72 | 259.958
DK_E_Offshore10 | . | S07 | . | T146 | 0.57 | 205.8
DK_E_Offshore10 | . | S07 | . | T147 | 0.42 | 151.6421
DK_E_Offshore10 | . | S07 | . | T148 | 0.42 | 151.6421
DK_E_Offshore10 | . | S07 | . | T149 | 0.42 | 151.6421
DK_E_Offshore10 | . | S07 | . | T150 | 0.3 | 108.3158
DK_E_Offshore10 | . | S07 | . | T151 | 0.19 | 68.6
DK_E_Offshore10 | . | S07 | . | T152 | 0.12 | 43.3263
DK_E_Offshore10 | . | S07 | . | T153 | 0.06 | 21.6632
DK_E_Offshore10 | . | S07 | . | T154 | 0.06 | 21.6632
DK_E_Offshore10 | . | S07 | . | T155 | 0.06 | 21.6632
DK_E_Offshore10 | . | S07 | . | T156 | 0.03 | 10.8316
DK_E_Offshore10 | . | S07 | . | T157 | 0 | 0
DK_E_Offshore10 | . | S07 | . | T158 | 0 | 0
DK_E_Offshore10 | . | S07 | . | T159 | 0.06 | 21.6632
DK_E_Offshore10 | . | S07 | . | T160 | 0.12 | 43.3263
DK_E_Offshore10 | . | S07 | . | T161 | 0.19 | 68.6
DK_E_Offshore10 | . | S07 | . | T162 | 0.3 | 108.3158
DK_E_Offshore10 | . | S07 | . | T163 | 0.42 | 151.6421
DK_E_Offshore10 | . | S07 | . | T164 | 0.57 | 205.8
DK_E_Offshore10 | . | S07 | . | T165 | 0.72 | 259.958
DK_E_Offshore10 | . | S07 | . | T166 | 0.72 | 259.958
DK_E_Offshore10 | . | S07 | . | T167 | 0.95 | 343.0001
DK_E_Offshore10 | . | S07 | . | T168 | 0.95 | 343.0001
DK_E_Offshore10 | . | S08 | . | T001 | 0.99 | 357.4422
DK_E_Offshore10 | . | S08 | . | T002 | 0.95 | 343.0001
DK_E_Offshore10 | . | S08 | . | T003 | 0.95 | 343.0001
DK_E_Offshore10 | . | S08 | . | T004 | 0.99 | 357.4422
DK_E_Offshore10 | . | S08 | . | T005 | 0.99 | 357.4422
DK_E_Offshore10 | . | S08 | . | T006 | 0.99 | 357.4422
DK_E_Offshore10 | . | S08 | . | T007 | 0.99 | 357.4422
DK_E_Offshore10 | . | S08 | . | T008 | 1 | 361.0527
DK_E_Offshore10 | . | S08 | . | T009 | 1 | 361.0527
DK_E_Offshore10 | . | S08 | . | T010 | 0.99 | 357.4422
DK_E_Offshore10 | . | S08 | . | T011 | 0.99 | 357.4422
DK_E_Offshore10 | . | S08 | . | T012 | 0.95 | 343.0001
DK_E_Offshore10 | . | S08 | . | T013 | 0.85 | 306.8948
DK_E_Offshore10 | . | S08 | . | T014 | 0.57 | 205.8
DK_E_Offshore10 | . | S08 | . | T015 | 0.42 | 151.6421
DK_E_Offshore10 | . | S08 | . | T016 | 0.3 | 108.3158
DK_E_Offshore10 | . | S08 | . | T017 | 0.19 | 68.6
DK_E_Offshore10 | . | S08 | . | T018 | 0.12 | 43.3263
DK_E_Offshore10 | . | S08 | . | T019 | 0.12 | 43.3263
DK_E_Offshore10 | . | S08 | . | T020 | 0.06 | 21.6632
DK_E_Offshore10 | . | S08 | . | T021 | 0.03 | 10.8316
DK_E_Offshore10 | . | S08 | . | T022 | 0.03 | 10.8316
DK_E_Offshore10 | . | S08 | . | T023 | 0 | 0
DK_E_Offshore10 | . | S08 | . | T024 | 0.03 | 10.8316
DK_E_Offshore10 | . | S08 | . | T025 | 0.12 | 43.3263
DK_E_Offshore10 | . | S08 | . | T026 | 0.19 | 68.6
DK_E_Offshore10 | . | S08 | . | T027 | 0.3 | 108.3158
DK_E_Offshore10 | . | S08 | . | T028 | 0.42 | 151.6421
DK_E_Offshore10 | . | S08 | . | T029 | 0.57 | 205.8
DK_E_Offshore10 | . | S08 | . | T030 | 0.57 | 205.8
DK_E_Offshore10 | . | S08 | . | T031 | 0.72 | 259.958
DK_E_Offshore10 | . | S08 | . | T032 | 0.72 | 259.958
DK_E_Offshore10 | . | S08 | . | T033 | 0.72 | 259.958
DK_E_Offshore10 | . | S08 | . | T034 | 0.72 | 259.958
DK_E_Offshore10 | . | S08 | . | T035 | 0.72 | 259.958
DK_E_Offshore10 | . | S08 | . | T036 | 0.85 | 306.8948
DK_E_Offshore10 | . | S08 | . | T037 | 0.85 | 306.8948
DK_E_Offshore10 | . | S08 | . | T038 | 0.72 | 259.958
DK_E_Offshore10 | . | S08 | . | T039 | 0.72 | 259.958
DK_E_Offshore10 | . | S08 | . | T040 | 0.95 | 343.0001
DK_E_Offshore10 | . | S08 | . | T041 | 0.99 | 357.4422
DK_E_Offshore10 | . | S08 | . | T042 | 1 | 361.0527
DK_E_Offshore10 | . | S08 | . | T043 | 1 | 361.0527
DK_E_Offshore10 | . | S08 | . | T044 | 1 | 361.0527
DK_E_Offshore10 | . | S08 | . | T045 | 1 | 361.0527
DK_E_Offshore10 | . | S08 | . | T046 | 1 | 361.0527
DK_E_Offshore10 | . | S08 | . | T047 | 1 | 361.0527
DK_E_Offshore10 | . | S08 | . | T048 | 1 | 361.0527
DK_E_Offshore10 | . | S08 | . | T049 | 1 | 361.0527
DK_E_Offshore10 | . | S08 | . | T050 | 1 | 361.0527
DK_E_Offshore10 | . | S08 | . | T051 | 1 | 361.0527
DK_E_Offshore10 | . | S08 | . | T052 | 1 | 361.0527
DK_E_Offshore10 | . | S08 | . | T053 | 1 | 361.0527
DK_E_Offshore10 | . | S08 | . | T054 | 0.99 | 357.4422
DK_E_Offshore10 | . | S08 | . | T055 | 0.99 | 357.4422
DK_E_Offshore10 | . | S08 | . | T056 | 0.95 | 343.0001
DK_E_Offshore10 | . | S08 | . | T057 | 0.85 | 306.8948
DK_E_Offshore10 | . | S08 | . | T058 | 0.72 | 259.958
DK_E_Offshore10 | . | S08 | . | T059 | 0.57 | 205.8
DK_E_Offshore10 | . | S08 | . | T060 | 0.42 | 151.6421
DK_E_Offshore10 | . | S08 | . | T061 | 0.42 | 151.6421
DK_E_Offshore10 | . | S08 | . | T062 | 0.3 | 108.3158
DK_E_Offshore10 | . | S08 | . | T063 | 0.42 | 151.6421
DK_E_Offshore10 | . | S08 | . | T064 | 0.57 | 205.8
DK_E_Offshore10 | . | S08 | . | T065 | 0.85 | 306.8948
DK_E_Offshore10 | . | S08 | . | T066 | 0.95 | 343.0001
DK_E_Offshore10 | . | S08 | . | T067 | 1 | 361.0527
DK_E_Offshore10 | . | S08 | . | T068 | 1 | 361.0527
DK_E_Offshore10 | . | S08 | . | T069 | 1 | 361.0527
DK_E_Offshore10 | . | S08 | . | T070 | 1 | 361.0527
DK_E_Offshore10 | . | S08 | . | T071 | 1 | 361.0527
DK_E_Offshore10 | . | S08 | . | T072 | 1 | 361.0527
DK_E_Offshore10 | . | S08 | . | T073 | 1 | 361.0527
DK_E_Offshore10 | . | S08 | . | T074 | 1 | 361.0527
DK_E_Offshore10 | . | S08 | . | T075 | 1 | 361.0527
DK_E_Offshore10 | . | S08 | . | T076 | 1 | 361.0527
DK_E_Offshore10 | . | S08 | . | T077 | 1 | 361.0527
DK_E_Offshore10 | . | S08 | . | T078 | 1 | 361.0527
DK_E_Offshore10 | . | S08 | . | T079 | 1 | 361.0527
DK_E_Offshore10 | . | S08 | . | T080 | 1 | 361.0527
DK_E_Offshore10 | . | S08 | . | T081 | 1 | 361.0527
DK_E_Offshore10 | . | S08 | . | T082 | 1 | 361.0527
DK_E_Offshore10 | . | S08 | . | T083 | 1 | 361.0527
DK_E_Offshore10 | . | S08 | . | T084 | 1 | 361.0527
DK_E_Offshore10 | . | S08 | . | T085 | 1 | 361.0527
DK_E_Offshore10 | . | S08 | . | T086 | 1 | 361.0527
DK_E_Offshore10 | . | S08 | . | T087 | 1 | 361.0527
DK_E_Offshore10 | . | S08 | . | T088 | 1 | 361.0527
DK_E_Offshore10 | . | S08 | . | T089 | 1 | 361.0527
DK_E_Offshore10 | . | S08 | . | T090 | 1 | 361.0527
DK_E_Offshore10 | . | S08 | . | T091 | 1 | 361.0527
DK_E_Offshore10 | . | S08 | . | T092 | 1 | 361.0527
DK_E_Offshore10 | . | S08 | . | T093 | 1 | 361.0527
DK_E_Offshore10 | . | S08 | . | T094 | 1 | 361.0527
DK_E_Offshore10 | . | S08 | . | T095 | 1 | 361.0527
DK_E_Offshore10 | . | S08 | . | T096 | 1 | 361.0527
DK_E_Offshore10 | . | S08 | . | T097 | 1 | 361.0527
DK_E_Offshore10 | . | S08 | . | T098 | 1 | 361.0527
DK_E_Offshore10 | . | S08 | . | T099 | 1 | 361.0527
DK_E_Offshore10 | . | S08 | . | T100 | 1 | 361.0527
DK_E_Offshore10 | . | S08 | . | T101 | 1 | 361.0527
DK_E_Offshore10 | . | S08 | . | T102 | 1 | 361.0527
DK_E_Offshore10 | . | S08 | . | T103 | 1 | 361.0527
DK_E_Offshore10 | . | S08 | . | T104 | 1 | 361.0527
DK_E_Offshore10 | . | S08 | . | T105 | 1 | 361.0527
DK_E_Offshore10 | . | S08 | . | T106 | 1 | 361.0527
DK_E_Offshore10 | . | S08 | . | T107 | 0.99 | 357.4422
DK_E_Offshore10 | . | S08 | . | T108 | 0.95 | 343.0001
DK_E_Offshore10 | . | S08 | . | T109 | 0.85 | 306.8948
DK_E_Offshore10 | . | S08 | . | T110 | 0.85 | 306.8948
DK_E_Offshore10 | . | S08 | . | T111 | 0.72 | 259.958
DK_E_Offshore10 | . | S08 | . | T112 | 0.57 | 205.8
DK_E_Offshore10 | . | S08 | . | T113 | 0.42 | 151.6421
DK_E_Offshore10 | . | S08 | . | T114 | 0.3 | 108.3158
DK_E_Offshore10 | . | S08 | . | T115 | 0.3 | 108.3158
DK_E_Offshore10 | . | S08 | . | T116 | 0.3 | 108.3158
DK_E_Offshore10 | . | S08 | . | T117 | 0.3 | 108.3158
DK_E_Offshore10 | . | S08 | . | T118 | 0.3 | 108.3158
DK_E_Offshore10 | . | S08 | . | T119 | 0.19 | 68.6
DK_E_Offshore10 | . | S08 | . | T120 | 0.19 | 68.6
DK_E_Offshore10 | . | S08 | . | T121 | 0.19 | 68.6
DK_E_Offshore10 | . | S08 | . | T122 | 0.12 | 43.3263
DK_E_Offshore10 | . | S08 | . | T123 | 0.06 | 21.6632
DK_E_Offshore10 | . | S08 | . | T124 | 0.06 | 21.6632
DK_E_Offshore10 | . | S08 | . | T125 | 0.12 | 43.3263
DK_E_Offshore10 | . | S08 | . | T126 | 0.19 | 68.6
DK_E_Offshore10 | . | S08 | . | T127 | 0.19 | 68.6
DK_E_Offshore10 | . | S08 | . | T128 | 0.3 | 108.3158
DK_E_Offshore10 | . | S08 | . | T129 | 0.3 | 108.3158
DK_E_Offshore10 | . | S08 | . | T130 | 0.3 | 108.3158
DK_E_Offshore10 | . | S08 | . | T131 | 0.19 | 68.6
DK_E_Offshore10 | . | S08 | . | T132 | 0.19 | 68.6
DK_E_Offshore10 | . | S08 | . | T133 | 0.19 | 68.6
DK_E_Offshore10 | . | S08 | . | T134 | 0.3 | 108.3158
DK_E_Offshore10 | . | S08 | . | T135 | 0.3 | 108.3158
DK_E_Offshore10 | . | S08 | . | T136 | 0.19 | 68.6
DK_E_Offshore10 | . | S08 | . | T137 | 0.19 | 68.6
DK_E_Offshore10 | . | S08 | . | T138 | 0.19 | 68.6
DK_E_Offshore10 | . | S08 | . | T139 | 0.19 | 68.6
DK_E_Offshore10 | . | S08 | . | T140 | 0.19 | 68.6
DK_E_Offshore10 | . | S08 | . | T141 | 0.19 | 68.6
DK_E_Offshore10 | . | S08 | . | T142 | 0.12 | 43.3263
DK_E_Offshore10 | . | S08 | . | T143 | 0.12 | 43.3263
DK_E_Offshore10 | . | S08 | . | T144 | 0.12 | 43.3263
DK_E_Offshore10 | . | S08 | . | T145 | 0.12 | 43.3263
DK_E_Offshore10 | . | S08 | . | T146 | 0.12 | 43.3263
DK_E_Offshore10 | . | S08 | . | T147 | 0.12 | 43.3263
DK_E_Offshore10 | . | S08 | . | T148 | 0.19 | 68.6
DK_E_Offshore10 | . | S08 | . | T149 | 0.19 | 68.6
DK_E_Offshore10 | . | S08 | . | T150 | 0.19 | 68.6
DK_E_Offshore10 | . | S08 | . | T151 | 0.19 | 68.6
DK_E_Offshore10 | . | S08 | . | T152 | 0.12 | 43.3263
DK_E_Offshore10 | . | S08 | . | T153 | 0.06 | 21.6632
DK_E_Offshore10 | . | S08 | . | T154 | 0.03 | 10.8316
DK_E_Offshore10 | . | S08 | . | T155 | 0 | 0
DK_E_Offshore10 | . | S08 | . | T156 | 0 | 0
DK_E_Offshore10 | . | S08 | . | T157 | 0.03 | 10.8316
DK_E_Offshore10 | . | S08 | . | T158 | 0.03 | 10.8316
DK_E_Offshore10 | . | S08 | . | T159 | 0.03 | 10.8316
DK_E_Offshore10 | . | S08 | . | T160 | 0.06 | 21.6632
DK_E_Offshore10 | . | S08 | . | T161 | 0.19 | 68.6
DK_E_Offshore10 | . | S08 | . | T162 | 0.3 | 108.3158
DK_E_Offshore10 | . | S08 | . | T163 | 0.42 | 151.6421
DK_E_Offshore10 | . | S08 | . | T164 | 0.42 | 151.6421
DK_E_Offshore10 | . | S08 | . | T165 | 0.72 | 259.958
DK_E_Offshore10 | . | S08 | . | T166 | 0.85 | 306.8948
DK_E_Offshore10 | . | S08 | . | T167 | 0.95 | 343.0001
DK_E_Offshore10 | . | S08 | . | T168 | 0.95 | 343.0001
DK_E_Offshore10 | . | S09 | . | T001 | 0.85 | 306.8948
DK_E_Offshore10 | . | S09 | . | T002 | 0.72 | 259.958
DK_E_Offshore10 | . | S09 | . | T003 | 0.57 | 205.8
DK_E_Offshore10 | . | S09 | . | T004 | 0.42 | 151.6421
DK_E_Offshore10 | . | S09 | . | T005 | 0.3 | 108.3158
DK_E_Offshore10 | . | S09 | . | T006 | 0.19 | 68.6
DK_E_Offshore10 | . | S09 | . | T007 | 0.3 | 108.3158
DK_E_Offshore10 | . | S09 | . | T008 | 0.3 | 108.3158
DK_E_Offshore10 | . | S09 | . | T009 | 0.3 | 108.3158
DK_E_Offshore10 | . | S09 | . | T010 | 0.3 | 108.3158
DK_E_Offshore10 | . | S09 | . | T011 | 0.42 | 151.6421
DK_E_Offshore10 | . | S09 | . | T012 | 0.42 | 151.6421
DK_E_Offshore10 | . | S09 | . | T013 | 0.42 | 151.6421
DK_E_Offshore10 | . | S09 | . | T014 | 0.42 | 151.6421
DK_E_Offshore10 | . | S09 | . | T015 | 0.57 | 205.8
DK_E_Offshore10 | . | S09 | . | T016 | 0.57 | 205.8
DK_E_Offshore10 | . | S09 | . | T017 | 0.42 | 151.6421
DK_E_Offshore10 | . | S09 | . | T018 | 0.42 | 151.6421
DK_E_Offshore10 | . | S09 | . | T019 | 0.42 | 151.6421
DK_E_Offshore10 | . | S09 | . | T020 | 0.3 | 108.3158
DK_E_Offshore10 | . | S09 | . | T021 | 0.3 | 108.3158
DK_E_Offshore10 | . | S09 | . | T022 | 0.19 | 68.6
DK_E_Offshore10 | . | S09 | . | T023 | 0.19 | 68.6
DK_E_Offshore10 | . | S09 | . | T024 | 0.12 | 43.3263
DK_E_Offshore10 | . | S09 | . | T025 | 0.12 | 43.3263
DK_E_Offshore10 | . | S09 | . | T026 | 0.06 | 21.6632
DK_E_Offshore10 | . | S09 | . | T027 | 0.03 | 10.8316
DK_E_Offshore10 | . | S09 | . | T028 | 0 | 0
DK_E_Offshore10 | . | S09 | . | T029 | 0 | 0
DK_E_Offshore10 | . | S09 | . | T030 | 0.06 | 21.6632
DK_E_Offshore10 | . | S09 | . | T031 | 0.19 | 68.6
DK_E_Offshore10 | . | S09 | . | T032 | 0.19 | 68.6
DK_E_Offshore10 | . | S09 | . | T033 | 0.12 | 43.3263
DK_E_Offshore10 | . | S09 | . | T034 | 0.06 | 21.6632
DK_E_Offshore10 | . | S09 | . | T035 | 0.06 | 21.6632
DK_E_Offshore10 | . | S09 | . | T036 | 0.03 | 10.8316
DK_E_Offshore10 | . | S09 | . | T037 | 0 | 0
DK_E_Offshore10 | . | S09 | . | T038 | 0 | 0
DK_E_Offshore10 | . | S09 | . | T039 | 0 | 0
DK_E_Offshore10 | . | S09 | . | T040 | 0 | 0
DK_E_Offshore10 | . | S09 | . | T041 | 0 | 0
DK_E_Offshore10 | . | S09 | . | T042 | 0 | 0
DK_E_Offshore10 | . | S09 | . | T043 | 0 | 0
DK_E_Offshore10 | . | S09 | . | T044 | 0 | 0
DK_E_Offshore10 | . | S09 | . | T045 | 0 | 0
DK_E_Offshore10 | . | S09 | . | T046 | 0.03 | 10.8316
DK_E_Offshore10 | . | S09 | . | T047 | 0.06 | 21.6632
DK_E_Offshore10 | . | S09 | . | T048 | 0.12 | 43.3263
DK_E_Offshore10 | . | S09 | . | T049 | 0.19 | 68.6
DK_E_Offshore10 | . | S09 | . | T050 | 0.3 | 108.3158
DK_E_Offshore10 | . | S09 | . | T051 | 0.19 | 68.6
DK_E_Offshore10 | . | S09 | . | T052 | 0.19 | 68.6
DK_E_Offshore10 | . | S09 | . | T053 | 0.19 | 68.6
DK_E_Offshore10 | . | S09 | . | T054 | 0.19 | 68.6
DK_E_Offshore10 | . | S09 | . | T055 | 0.19 | 68.6
DK_E_Offshore10 | . | S09 | . | T056 | 0.3 | 108.3158
DK_E_Offshore10 | . | S09 | . | T057 | 0.3 | 108.3158
DK_E_Offshore10 | . | S09 | . | T058 | 0.42 | 151.6421
DK_E_Offshore10 | . | S09 | . | T059 | 0.3 | 108.3158
DK_E_Offshore10 | . | S09 | . | T060 | 0.3 | 108.3158
DK_E_Offshore10 | . | S09 | . | T061 | 0.3 | 108.3158
DK_E_Offshore10 | . | S09 | . | T062 | 0.3 | 108.3158
DK_E_Offshore10 | . | S09 | . | T063 | 0.3 | 108.3158
DK_E_Offshore10 | . | S09 | . | T064 | 0.3 | 108.3158
DK_E_Offshore10 | . | S09 | . | T065 | 0.3 | 108.3158
DK_E_Offshore10 | . | S09 | . | T066 | 0.42 | 151.6421
DK_E_Offshore10 | . | S09 | . | T067 | 0.42 | 151.6421
DK_E_Offshore10 | . | S09 | . | T068 | 0.57 | 205.8
DK_E_Offshore10 | . | S09 | . | T069 | 0.72 | 259.958
DK_E_Offshore10 | . | S09 | . | T070 | 0.72 | 259.958
DK_E_Offshore10 | . | S09 | . | T071 | 0.72 | 259.958
DK_E_Offshore10 | . | S09 | . | T072 | 0.57 | 205.8
DK_E_Offshore10 | . | S09 | . | T073 | 0.42 | 151.6421
DK_E_Offshore10 | . | S09 | . | T074 | 0.3 | 108.3158
DK_E_Offshore10 | . | S09 | . | T075 | 0.3 | 108.3158
DK_E_Offshore10 | . | S09 | . | T076 | 0.3 | 108.3158
DK_E_Offshore10 | . | S09 | . | T077 | 0.3 | 108.3158
DK_E_Offshore10 | . | S09 | . | T078 | 0.19 | 68.6
DK_E_Offshore10 | . | S09 | . | T079 | 0.19 | 68.6
DK_E_Offshore10 | . | S09 | . | T080 | 0.19 | 68.6
DK_E_Offshore10 | . | S09 | . | T081 | 0.06 | 21.6632
DK_E_Offshore10 | . | S09 | . | T082 | 0.06 | 21.6632
DK_E_Offshore10 | . | S09 | . | T083 | 0.03 | 10.8316
DK_E_Offshore10 | . | S09 | . | T084 | 0 | 0
DK_E_Offshore10 | . | S09 | . | T085 | 0 | 0
DK_E_Offshore10 | . | S09 | . | T086 | 0 | 0
DK_E_Offshore10 | . | S09 | . | T087 | 0.03 | 10.8316
DK_E_Offshore10 | . | S09 | . | T088 | 0.12 | 43.3263
DK_E_Offshore10 | . | S09 | . | T089 | 0.12 | 43.3263
DK_E_Offshore10 | . | S09 | . | T090 | 0.19 | 68.6
DK_E_Offshore10 | . | S09 | . | T091 | 0.19 | 68.6
DK_E_Offshore10 | . | S09 | . | T092 | 0.19 | 68.6
DK_E_Offshore10 | . | S09 | . | T093 | 0.3 | 108.3158
DK_E_Offshore10 | . | S09 | . | T094 | 0.19 | 68.6
DK_E_Offshore10 | . | S09 | . | T095 | 0.19 | 68.6
DK_E_Offshore10 | . | S09 | . | T096 | 0.19 | 68.6
DK_E_Offshore10 | . | S09 | . | T097 | 0.19 | 68.6
DK_E_Offshore10 | . | S09 | . | T098 | 0.3 | 108.3158
DK_E_Offshore10 | . | S09 | . | T099 | 0.3 | 108.3158
DK_E_Offshore10 | . | S09 | . | T100 | 0.42 | 151.6421
DK_E_Offshore10 | . | S09 | . | T101 | 0.42 | 151.6421
DK_E_Offshore10 | . | S09 | . | T102 | 0.19 | 68.6
DK_E_Offshore10 | . | S09 | . | T103 | 0.12 | 43.3263
DK_E_Offshore10 | . | S09 | . | T104 | 0.12 | 43.3263
DK_E_Offshore10 | . | S09 | . | T105 | 0.19 | 68.6
DK_E_Offshore10 | . | S09 | . | T106 | 0.19 | 68.6
DK_E_Offshore10 | . | S09 | . | T107 | 0.12 | 43.3263
DK_E_Offshore10 | . | S09 | . | T108 | 0.06 | 21.6632
DK_E_Offshore10 | . | S09 | . | T109 | 0.03 | 10.8316
DK_E_Offshore10 | . | S09 | . | T110 | 0 | 0
DK_E_Offshore10 | . | S09 | . | T111 | 0 | 0
DK_E_Offshore10 | . | S09 | . | T112 | 0 | 0
DK_E_Offshore10 | . | S09 | . | T113 | 0 | 0
DK_E_Offshore10 | . | S09 | . | T114 | 0 | 0
DK_E_Offshore10 | . | S09 | . | T115 | 0 | 0
DK_E_Offshore10 | . | S09 | . | T116 | 0 | 0
DK_E_Offshore10 | . | S09 | . | T117 | 0 | 0
DK_E_Offshore10 | . | S09 | . | T118 | 0 | 0
DK_E_Offshore10 | . | S09 | . | T119 | 0 | 0
DK_E_Offshore10 | . | S09 | . | T120 | 0 | 0
DK_E_Offshore10 | . | S09 | . | T121 | 0.03 | 10.8316
DK_E_Offshore10 | . | S09 | . | T122 | 0.06 | 21.6632
DK_E_Offshore10 | . | S09 | . | T123 | 0.12 | 43.3263
DK_E_Offshore10 | . | S09 | . | T124 | 0.12 | 43.3263
DK_E_Offshore10 | . | S09 | . | T125 | 0.19 | 68.6
DK_E_Offshore10 | . | S09 | . | T126 | 0.19 | 68.6
DK_E_Offshore10 | . | S09 | . | T127 | 0.19 | 68.6
DK_E_Offshore10 | . | S09 | . | T128 | 0.3 | 108.3158
DK_E_Offshore10 | . | S09 | . | T129 | 0.19 | 68.6
DK_E_Offshore10 | . | S09 | . | T130 | 0.12 | 43.3263
DK_E_Offshore10 | . | S09 | . | T131 | 0.06 | 21.6632
DK_E_Offshore10 | . | S09 | . | T132 | 0.06 | 21.6632
DK_E_Offshore10 | . | S09 | . | T133 | 0.06 | 21.6632
DK_E_Offshore10 | . | S09 | . | T134 | 0.03 | 10.8316
DK_E_Offshore10 | . | S09 | . | T135 | 0.03 | 10.8316
DK_E_Offshore10 | . | S09 | . | T136 | 0.03 | 10.8316
DK_E_Offshore10 | . | S09 | . | T137 | 0.03 | 10.8316
DK_E_Offshore10 | . | S09 | . | T138 | 0.03 | 10.8316
DK_E_Offshore10 | . | S09 | . | T139 | 0 | 0
DK_E_Offshore10 | . | S09 | . | T140 | 0 | 0
DK_E_Offshore10 | . | S09 | . | T141 | 0 | 0
DK_E_Offshore10 | . | S09 | . | T142 | 0 | 0
DK_E_Offshore10 | . | S09 | . | T143 | 0 | 0
DK_E_Offshore10 | . | S09 | . | T144 | 0 | 0
DK_E_Offshore10 | . | S09 | . | T145 | 0 | 0
DK_E_Offshore10 | . | S09 | . | T146 | 0 | 0
DK_E_Offshore10 | . | S09 | . | T147 | 0 | 0
DK_E_Offshore10 | . | S09 | . | T148 | 0 | 0
DK_E_Offshore10 | . | S09 | . | T149 | 0 | 0
DK_E_Offshore10 | . | S09 | . | T150 | 0 | 0
DK_E_Offshore10 | . | S09 | . | T151 | 0 | 0
DK_E_Offshore10 | . | S09 | . | T152 | 0.03 | 10.8316
DK_E_Offshore10 | . | S09 | . | T153 | 0.06 | 21.6632
DK_E_Offshore10 | . | S09 | . | T154 | 0.06 | 21.6632
DK_E_Offshore10 | . | S09 | . | T155 | 0.06 | 21.6632
DK_E_Offshore10 | . | S09 | . | T156 | 0.12 | 43.3263
DK_E_Offshore10 | . | S09 | . | T157 | 0.12 | 43.3263
DK_E_Offshore10 | . | S09 | . | T158 | 0.12 | 43.3263
DK_E_Offshore10 | . | S09 | . | T159 | 0.12 | 43.3263
DK_E_Offshore10 | . | S09 | . | T160 | 0.12 | 43.3263
DK_E_Offshore10 | . | S09 | . | T161 | 0.06 | 21.6632
DK_E_Offshore10 | . | S09 | . | T162 | 0.03 | 10.8316
DK_E_Offshore10 | . | S09 | . | T163 | 0 | 0
DK_E_Offshore10 | . | S09 | . | T164 | 0 | 0
DK_E_Offshore10 | . | S09 | . | T165 | 0 | 0
DK_E_Offshore10 | . | S09 | . | T166 | 0.03 | 10.8316
DK_E_Offshore10 | . | S09 | . | T167 | 0.03 | 10.8316
DK_E_Offshore10 | . | S09 | . | T168 | 0.03 | 10.8316
DK_E_Offshore10 | . | S10 | . | T001 | 0.03 | 10.8316
DK_E_Offshore10 | . | S10 | . | T002 | 0.03 | 10.8316
DK_E_Offshore10 | . | S10 | . | T003 | 0.12 | 43.3263
DK_E_Offshore10 | . | S10 | . | T004 | 0.12 | 43.3263
DK_E_Offshore10 | . | S10 | . | T005 | 0.19 | 68.6
DK_E_Offshore10 | . | S10 | . | T006 | 0.3 | 108.3158
DK_E_Offshore10 | . | S10 | . | T007 | 0.3 | 108.3158
DK_E_Offshore10 | . | S10 | . | T008 | 0.42 | 151.6421
DK_E_Offshore10 | . | S10 | . | T009 | 0.42 | 151.6421
DK_E_Offshore10 | . | S10 | . | T010 | 0.42 | 151.6421
DK_E_Offshore10 | . | S10 | . | T011 | 0.3 | 108.3158
DK_E_Offshore10 | . | S10 | . | T012 | 0.3 | 108.3158
DK_E_Offshore10 | . | S10 | . | T013 | 0.3 | 108.3158
DK_E_Offshore10 | . | S10 | . | T014 | 0.3 | 108.3158
DK_E_Offshore10 | . | S10 | . | T015 | 0.42 | 151.6421
DK_E_Offshore10 | . | S10 | . | T016 | 0.42 | 151.6421
DK_E_Offshore10 | . | S10 | . | T017 | 0.57 | 205.8
DK_E_Offshore10 | . | S10 | . | T018 | 0.57 | 205.8
DK_E_Offshore10 | . | S10 | . | T019 | 0.42 | 151.6421
DK_E_Offshore10 | . | S10 | . | T020 | 0.3 | 108.3158
DK_E_Offshore10 | . | S10 | . | T021 | 0.3 | 108.3158
DK_E_Offshore10 | . | S10 | . | T022 | 0.3 | 108.3158
DK_E_Offshore10 | . | S10 | . | T023 | 0.19 | 68.6
DK_E_Offshore10 | . | S10 | . | T024 | 0.19 | 68.6
DK_E_Offshore10 | . | S10 | . | T025 | 0.3 | 108.3158
DK_E_Offshore10 | . | S10 | . | T026 | 0.3 | 108.3158
DK_E_Offshore10 | . | S10 | . | T027 | 0.19 | 68.6
DK_E_Offshore10 | . | S10 | . | T028 | 0.19 | 68.6
DK_E_Offshore10 | . | S10 | . | T029 | 0.19 | 68.6
DK_E_Offshore10 | . | S10 | . | T030 | 0.19 | 68.6
DK_E_Offshore10 | . | S10 | . | T031 | 0.12 | 43.3263
DK_E_Offshore10 | . | S10 | . | T032 | 0.12 | 43.3263
DK_E_Offshore10 | . | S10 | . | T033 | 0.12 | 43.3263
DK_E_Offshore10 | . | S10 | . | T034 | 0.19 | 68.6
DK_E_Offshore10 | . | S10 | . | T035 | 0.12 | 43.3263
DK_E_Offshore10 | . | S10 | . | T036 | 0.12 | 43.3263
DK_E_Offshore10 | . | S10 | . | T037 | 0.06 | 21.6632
DK_E_Offshore10 | . | S10 | . | T038 | 0.03 | 10.8316
DK_E_Offshore10 | . | S10 | . | T039 | 0 | 0
DK_E_Offshore10 | . | S10 | . | T040 | 0 | 0
DK_E_Offshore10 | . | S10 | . | T041 | 0 | 0
DK_E_Offshore10 | . | S10 | . | T042 | 0 | 0
DK_E_Offshore10 | . | S10 | . | T043 | 0 | 0
DK_E_Offshore10 | . | S10 | . | T044 | 0 | 0
DK_E_Offshore10 | . | S10 | . | T045 | 0 | 0
DK_E_Offshore10 | . | S10 | . | T046 | 0 | 0
DK_E_Offshore10 | . | S10 | . | T047 | 0.03 | 10.8316
DK_E_Offshore10 | . | S10 | . | T048 | 0.06 | 21.6632
DK_E_Offshore10 | . | S10 | . | T049 | 0.06 | 21.6632
DK_E_Offshore10 | . | S10 | . | T050 | 0.06 | 21.6632
DK_E_Offshore10 | . | S10 | . | T051 | 0.12 | 43.3263
DK_E_Offshore10 | . | S10 | . | T052 | 0.12 | 43.3263
DK_E_Offshore10 | . | S10 | . | T053 | 0.12 | 43.3263
DK_E_Offshore10 | . | S10 | . | T054 | 0.19 | 68.6
DK_E_Offshore10 | . | S10 | . | T055 | 0.19 | 68.6
DK_E_Offshore10 | . | S10 | . | T056 | 0.3 | 108.3158
DK_E_Offshore10 | . | S10 | . | T057 | 0.42 | 151.6421
DK_E_Offshore10 | . | S10 | . | T058 | 0.3 | 108.3158
DK_E_Offshore10 | . | S10 | . | T059 | 0.19 | 68.6
DK_E_Offshore10 | . | S10 | . | T060 | 0.19 | 68.6
DK_E_Offshore10 | . | S10 | . | T061 | 0.19 | 68.6
DK_E_Offshore10 | . | S10 | . | T062 | 0.19 | 68.6
DK_E_Offshore10 | . | S10 | . | T063 | 0.19 | 68.6
DK_E_Offshore10 | . | S10 | . | T064 | 0.12 | 43.3263
DK_E_Offshore10 | . | S10 | . | T065 | 0.12 | 43.3263
DK_E_Offshore10 | . | S10 | . | T066 | 0.12 | 43.3263
DK_E_Offshore10 | . | S10 | . | T067 | 0.19 | 68.6
DK_E_Offshore10 | . | S10 | . | T068 | 0.19 | 68.6
DK_E_Offshore10 | . | S10 | . | T069 | 0.3 | 108.3158
DK_E_Offshore10 | . | S10 | . | T070 | 0.3 | 108.3158
DK_E_Offshore10 | . | S10 | . | T071 | 0.19 | 68.6
DK_E_Offshore10 | . | S10 | . | T072 | 0.19 | 68.6
DK_E_Offshore10 | . | S10 | . | T073 | 0.19 | 68.6
DK_E_Offshore10 | . | S10 | . | T074 | 0.3 | 108.3158
DK_E_Offshore10 | . | S10 | . | T075 | 0.3 | 108.3158
DK_E_Offshore10 | . | S10 | . | T076 | 0.3 | 108.3158
DK_E_Offshore10 | . | S10 | . | T077 | 0.3 | 108.3158
DK_E_Offshore10 | . | S10 | . | T078 | 0.3 | 108.3158
DK_E_Offshore10 | . | S10 | . | T079 | 0.42 | 151.6421
DK_E_Offshore10 | . | S10 | . | T080 | 0.42 | 151.6421
DK_E_Offshore10 | . | S10 | . | T081 | 0.42 | 151.6421
DK_E_Offshore10 | . | S10 | . | T082 | 0.57 | 205.8
DK_E_Offshore10 | . | S10 | . | T083 | 0.72 | 259.958
DK_E_Offshore10 | . | S10 | . | T084 | 0.72 | 259.958
DK_E_Offshore10 | . | S10 | . | T085 | 0.72 | 259.958
DK_E_Offshore10 | . | S10 | . | T086 | 0.72 | 259.958
DK_E_Offshore10 | . | S10 | . | T087 | 0.85 | 306.8948
DK_E_Offshore10 | . | S10 | . | T088 | 0.85 | 306.8948
DK_E_Offshore10 | . | S10 | . | T089 | 0.72 | 259.958
DK_E_Offshore10 | . | S10 | . | T090 | 0.57 | 205.8
DK_E_Offshore10 | . | S10 | . | T091 | 0.42 | 151.6421
DK_E_Offshore10 | . | S10 | . | T092 | 0.42 | 151.6421
DK_E_Offshore10 | . | S10 | . | T093 | 0.3 | 108.3158
DK_E_Offshore10 | . | S10 | . | T094 | 0.3 | 108.3158
DK_E_Offshore10 | . | S10 | . | T095 | 0.19 | 68.6
DK_E_Offshore10 | . | S10 | . | T096 | 0.12 | 43.3263
DK_E_Offshore10 | . | S10 | . | T097 | 0.06 | 21.6632
DK_E_Offshore10 | . | S10 | . | T098 | 0.03 | 10.8316
DK_E_Offshore10 | . | S10 | . | T099 | 0 | 0
DK_E_Offshore10 | . | S10 | . | T100 | 0 | 0
DK_E_Offshore10 | . | S10 | . | T101 | 0 | 0
DK_E_Offshore10 | . | S10 | . | T102 | 0 | 0
DK_E_Offshore10 | . | S10 | . | T103 | 0 | 0
DK_E_Offshore10 | . | S10 | . | T104 | 0 | 0
DK_E_Offshore10 | . | S10 | . | T105 | 0 | 0
DK_E_Offshore10 | . | S10 | . | T106 | 0 | 0
DK_E_Offshore10 | . | S10 | . | T107 | 0 | 0
DK_E_Offshore10 | . | S10 | . | T108 | 0 | 0
DK_E_Offshore10 | . | S10 | . | T109 | 0 | 0
DK_E_Offshore10 | . | S10 | . | T110 | 0 | 0
DK_E_Offshore10 | . | S10 | . | T111 | 0.03 | 10.8316
DK_E_Offshore10 | . | S10 | . | T112 | 0.06 | 21.6632
DK_E_Offshore10 | . | S10 | . | T113 | 0.19 | 68.6
DK_E_Offshore10 | . | S10 | . | T114 | 0.19 | 68.6
DK_E_Offshore10 | . | S10 | . | T115 | 0.19 | 68.6
DK_E_Offshore10 | . | S10 | . | T116 | 0.3 | 108.3158
DK_E_Offshore10 | . | S10 | . | T117 | 0.42 | 151.6421
DK_E_Offshore10 | . | S10 | . | T118 | 0.57 | 205.8
DK_E_Offshore10 | . | S10 | . | T119 | 0.57 | 205.8
DK_E_Offshore10 | . | S10 | . | T120 | 0.72 | 259.958
DK_E_Offshore10 | . | S10 | . | T121 | 0.72 | 259.958
DK_E_Offshore10 | . | S10 | . | T122 | 0.72 | 259.958
DK_E_Offshore10 | . | S10 | . | T123 | 0.57 | 205.8
DK_E_Offshore10 | . | S10 | . | T124 | 0.42 | 151.6421
DK_E_Offshore10 | . | S10 | . | T125 | 0.42 | 151.6421
DK_E_Offshore10 | . | S10 | . | T126 | 0.3 | 108.3158
DK_E_Offshore10 | . | S10 | . | T127 | 0.3 | 108.3158
DK_E_Offshore10 | . | S10 | . | T128 | 0.3 | 108.3158
DK_E_Offshore10 | . | S10 | . | T129 | 0.42 | 151.6421
DK_E_Offshore10 | . | S10 | . | T130 | 0.42 | 151.6421
DK_E_Offshore10 | . | S10 | . | T131 | 0.3 | 108.3158
DK_E_Offshore10 | . | S10 | . | T132 | 0.42 | 151.6421
DK_E_Offshore10 | . | S10 | . | T133 | 0.3 | 108.3158
DK_E_Offshore10 | . | S10 | . | T134 | 0.3 | 108.3158
DK_E_Offshore10 | . | S10 | . | T135 | 0.3 | 108.3158
DK_E_Offshore10 | . | S10 | . | T136 | 0.3 | 108.3158
DK_E_Offshore10 | . | S10 | . | T137 | 0.3 | 108.3158
DK_E_Offshore10 | . | S10 | . | T138 | 0.3 | 108.3158
DK_E_Offshore10 | . | S10 | . | T139 | 0.42 | 151.6421
DK_E_Offshore10 | . | S10 | . | T140 | 0.57 | 205.8
DK_E_Offshore10 | . | S10 | . | T141 | 0.57 | 205.8
DK_E_Offshore10 | . | S10 | . | T142 | 0.72 | 259.958
DK_E_Offshore10 | . | S10 | . | T143 | 0.72 | 259.958
DK_E_Offshore10 | . | S10 | . | T144 | 0.72 | 259.958
DK_E_Offshore10 | . | S10 | . | T145 | 0.57 | 205.8
DK_E_Offshore10 | . | S10 | . | T146 | 0.57 | 205.8
DK_E_Offshore10 | . | S10 | . | T147 | 0.57 | 205.8
DK_E_Offshore10 | . | S10 | . | T148 | 0.57 | 205.8
DK_E_Offshore10 | . | S10 | . | T149 | 0.72 | 259.958
DK_E_Offshore10 | . | S10 | . | T150 | 0.72 | 259.958
DK_E_Offshore10 | . | S10 | . | T151 | 0.72 | 259.958
DK_E_Offshore10 | . | S10 | . | T152 | 0.57 | 205.8
DK_E_Offshore10 | . | S10 | . | T153 | 0.57 | 205.8
DK_E_Offshore10 | . | S10 | . | T154 | 0.42 | 151.6421
DK_E_Offshore10 | . | S10 | . | T155 | 0.42 | 151.6421
DK_E_Offshore10 | . | S10 | . | T156 | 0.57 | 205.8
DK_E_Offshore10 | . | S10 | . | T157 | 0.57 | 205.8
DK_E_Offshore10 | . | S10 | . | T158 | 0.57 | 205.8
DK_E_Offshore10 | . | S10 | . | T159 | 0.42 | 151.6421
DK_E_Offshore10 | . | S10 | . | T160 | 0.3 | 108.3158
DK_E_Offshore10 | . | S10 | . | T161 | 0.3 | 108.3158
DK_E_Offshore10 | . | S10 | . | T162 | 0.42 | 151.6421
DK_E_Offshore10 | . | S10 | . | T163 | 0.42 | 151.6421
DK_E_Offshore10 | . | S10 | . | T164 | 0.57 | 205.8
DK_E_Offshore10 | . | S10 | . | T165 | 0.57 | 205.8
DK_E_Offshore10 | . | S10 | . | T166 | 0.42 | 151.6421
DK_E_Offshore10 | . | S10 | . | T167 | 0.42 | 151.6421
DK_E_Offshore10 | . | S10 | . | T168 | 0.42 | 151.6421
DK_E_Offshore10 | . | S11 | . | T001 | 0.57 | 205.8
DK_E_Offshore10 | . | S11 | . | T002 | 0.42 | 151.6421
DK_E_Offshore10 | . | S11 | . | T003 | 0.42 | 151.6421
DK_E_Offshore10 | . | S11 | . | T004 | 0.42 | 151.6421
DK_E_Offshore10 | . | S11 | . | T005 | 0.42 | 151.6421
DK_E_Offshore10 | . | S11 | . | T006 | 0.42 | 151.6421
DK_E_Offshore10 | . | S11 | . | T007 | 0.42 | 151.6421
DK_E_Offshore10 | . | S11 | . | T008 | 0.3 | 108.3158
DK_E_Offshore10 | . | S11 | . | T009 | 0.3 | 108.3158
DK_E_Offshore10 | . | S11 | . | T010 | 0.42 | 151.6421
DK_E_Offshore10 | . | S11 | . | T011 | 0.42 | 151.6421
DK_E_Offshore10 | . | S11 | . | T012 | 0.42 | 151.6421
DK_E_Offshore10 | . | S11 | . | T013 | 0.42 | 151.6421
DK_E_Offshore10 | . | S11 | . | T014 | 0.42 | 151.6421
DK_E_Offshore10 | . | S11 | . | T015 | 0.42 | 151.6421
DK_E_Offshore10 | . | S11 | . | T016 | 0.42 | 151.6421
DK_E_Offshore10 | . | S11 | . | T017 | 0.42 | 151.6421
DK_E_Offshore10 | . | S11 | . | T018 | 0.3 | 108.3158
DK_E_Offshore10 | . | S11 | . | T019 | 0.42 | 151.6421
DK_E_Offshore10 | . | S11 | . | T020 | 0.42 | 151.6421
DK_E_Offshore10 | . | S11 | . | T021 | 0.42 | 151.6421
DK_E_Offshore10 | . | S11 | . | T022 | 0.19 | 68.6
DK_E_Offshore10 | . | S11 | . | T023 | 0.19 | 68.6
DK_E_Offshore10 | . | S11 | . | T024 | 0.3 | 108.3158
DK_E_Offshore10 | . | S11 | . | T025 | 0.42 | 151.6421
DK_E_Offshore10 | . | S11 | . | T026 | 0.57 | 205.8
DK_E_Offshore10 | . | S11 | . | T027 | 0.72 | 259.958
DK_E_Offshore10 | . | S11 | . | T028 | 0.85 | 306.8948
DK_E_Offshore10 | . | S11 | . | T029 | 0.99 | 357.4422
DK_E_Offshore10 | . | S11 | . | T030 | 1 | 361.0527
DK_E_Offshore10 | . | S11 | . | T031 | 1 | 361.0527
DK_E_Offshore10 | . | S11 | . | T032 | 1 | 361.0527
DK_E_Offshore10 | . | S11 | . | T033 | 1 | 361.0527
DK_E_Offshore10 | . | S11 | . | T034 | 1 | 361.0527
DK_E_Offshore10 | . | S11 | . | T035 | 1 | 361.0527
DK_E_Offshore10 | . | S11 | . | T036 | 0.99 | 357.4422
DK_E_Offshore10 | . | S11 | . | T037 | 0.99 | 357.4422
DK_E_Offshore10 | . | S11 | . | T038 | 0.95 | 343.0001
DK_E_Offshore10 | . | S11 | . | T039 | 0.95 | 343.0001
DK_E_Offshore10 | . | S11 | . | T040 | 0.85 | 306.8948
DK_E_Offshore10 | . | S11 | . | T041 | 0.85 | 306.8948
DK_E_Offshore10 | . | S11 | . | T042 | 0.72 | 259.958
DK_E_Offshore10 | . | S11 | . | T043 | 0.57 | 205.8
DK_E_Offshore10 | . | S11 | . | T044 | 0.42 | 151.6421
DK_E_Offshore10 | . | S11 | . | T045 | 0.19 | 68.6
DK_E_Offshore10 | . | S11 | . | T046 | 0.19 | 68.6
DK_E_Offshore10 | . | S11 | . | T047 | 0.12 | 43.3263
DK_E_Offshore10 | . | S11 | . | T048 | 0.12 | 43.3263
DK_E_Offshore10 | . | S11 | . | T049 | 0.19 | 68.6
DK_E_Offshore10 | . | S11 | . | T050 | 0.19 | 68.6
DK_E_Offshore10 | . | S11 | . | T051 | 0.19 | 68.6
DK_E_Offshore10 | . | S11 | . | T052 | 0.19 | 68.6
DK_E_Offshore10 | . | S11 | . | T053 | 0.3 | 108.3158
DK_E_Offshore10 | . | S11 | . | T054 | 0.42 | 151.6421
DK_E_Offshore10 | . | S11 | . | T055 | 0.72 | 259.958
DK_E_Offshore10 | . | S11 | . | T056 | 0.72 | 259.958
DK_E_Offshore10 | . | S11 | . | T057 | 0.72 | 259.958
DK_E_Offshore10 | . | S11 | . | T058 | 0.72 | 259.958
DK_E_Offshore10 | . | S11 | . | T059 | 0.72 | 259.958
DK_E_Offshore10 | . | S11 | . | T060 | 0.57 | 205.8
DK_E_Offshore10 | . | S11 | . | T061 | 0.57 | 205.8
DK_E_Offshore10 | . | S11 | . | T062 | 0.57 | 205.8
DK_E_Offshore10 | . | S11 | . | T063 | 0.42 | 151.6421
DK_E_Offshore10 | . | S11 | . | T064 | 0.57 | 205.8
DK_E_Offshore10 | . | S11 | . | T065 | 0.57 | 205.8
DK_E_Offshore10 | . | S11 | . | T066 | 0.85 | 306.8948
DK_E_Offshore10 | . | S11 | . | T067 | 0.72 | 259.958
DK_E_Offshore10 | . | S11 | . | T068 | 0.72 | 259.958
DK_E_Offshore10 | . | S11 | . | T069 | 0.72 | 259.958
DK_E_Offshore10 | . | S11 | . | T070 | 0.72 | 259.958
DK_E_Offshore10 | . | S11 | . | T071 | 0.72 | 259.958
DK_E_Offshore10 | . | S11 | . | T072 | 0.72 | 259.958
DK_E_Offshore10 | . | S11 | . | T073 | 0.72 | 259.958
DK_E_Offshore10 | . | S11 | . | T074 | 0.72 | 259.958
DK_E_Offshore10 | . | S11 | . | T075 | 0.57 | 205.8
DK_E_Offshore10 | . | S11 | . | T076 | 0.72 | 259.958
DK_E_Offshore10 | . | S11 | . | T077 | 0.57 | 205.8
DK_E_Offshore10 | . | S11 | . | T078 | 0.57 | 205.8
DK_E_Offshore10 | . | S11 | . | T079 | 0.42 | 151.6421
DK_E_Offshore10 | . | S11 | . | T080 | 0.72 | 259.958
DK_E_Offshore10 | . | S11 | . | T081 | 0.85 | 306.8948
DK_E_Offshore10 | . | S11 | . | T082 | 0.57 | 205.8
DK_E_Offshore10 | . | S11 | . | T083 | 0.3 | 108.3158
DK_E_Offshore10 | . | S11 | . | T084 | 0.42 | 151.6421
DK_E_Offshore10 | . | S11 | . | T085 | 0.57 | 205.8
DK_E_Offshore10 | . | S11 | . | T086 | 0.57 | 205.8
DK_E_Offshore10 | . | S11 | . | T087 | 0.72 | 259.958
DK_E_Offshore10 | . | S11 | . | T088 | 0.85 | 306.8948
DK_E_Offshore10 | . | S11 | . | T089 | 0.85 | 306.8948
DK_E_Offshore10 | . | S11 | . | T090 | 0.72 | 259.958
DK_E_Offshore10 | . | S11 | . | T091 | 0.72 | 259.958
DK_E_Offshore10 | . | S11 | . | T092 | 0.85 | 306.8948
DK_E_Offshore10 | . | S11 | . | T093 | 0.85 | 306.8948
DK_E_Offshore10 | . | S11 | . | T094 | 0.72 | 259.958
DK_E_Offshore10 | . | S11 | . | T095 | 0.85 | 306.8948
DK_E_Offshore10 | . | S11 | . | T096 | 0.72 | 259.958
DK_E_Offshore10 | . | S11 | . | T097 | 0.72 | 259.958
DK_E_Offshore10 | . | S11 | . | T098 | 0.57 | 205.8
DK_E_Offshore10 | . | S11 | . | T099 | 0.72 | 259.958
DK_E_Offshore10 | . | S11 | . | T100 | 0.72 | 259.958
DK_E_Offshore10 | . | S11 | . | T101 | 0.72 | 259.958
DK_E_Offshore10 | . | S11 | . | T102 | 0.72 | 259.958
DK_E_Offshore10 | . | S11 | . | T103 | 0.72 | 259.958
DK_E_Offshore10 | . | S11 | . | T104 | 0.57 | 205.8
DK_E_Offshore10 | . | S11 | . | T105 | 0.57 | 205.8
DK_E_Offshore10 | . | S11 | . | T106 | 0.57 | 205.8
DK_E_Offshore10 | . | S11 | . | T107 | 0.42 | 151.6421
DK_E_Offshore10 | . | S11 | . | T108 | 0.42 | 151.6421
DK_E_Offshore10 | . | S11 | . | T109 | 0.42 | 151.6421
DK_E_Offshore10 | . | S11 | . | T110 | 0.42 | 151.6421
DK_E_Offshore10 | . | S11 | . | T111 | 0.3 | 108.3158
DK_E_Offshore10 | . | S11 | . | T112 | 0.19 | 68.6
DK_E_Offshore10 | . | S11 | . | T113 | 0.12 | 43.3263
DK_E_Offshore10 | . | S11 | . | T114 | 0.19 | 68.6
DK_E_Offshore10 | . | S11 | . | T115 | 0.3 | 108.3158
DK_E_Offshore10 | . | S11 | . | T116 | 0.3 | 108.3158
DK_E_Offshore10 | . | S11 | . | T117 | 0.19 | 68.6
DK_E_Offshore10 | . | S11 | . | T118 | 0.3 | 108.3158
DK_E_Offshore10 | . | S11 | . | T119 | 0.42 | 151.6421
DK_E_Offshore10 | . | S11 | . | T120 | 0.42 | 151.6421
DK_E_Offshore10 | . | S11 | . | T121 | 0.42 | 151.6421
DK_E_Offshore10 | . | S11 | . | T122 | 0.42 | 151.6421
DK_E_Offshore10 | . | S11 | . | T123 | 0.42 | 151.6421
DK_E_Offshore10 | . | S11 | . | T124 | 0.42 | 151.6421
DK_E_Offshore10 | . | S11 | . | T125 | 0.42 | 151.6421
DK_E_Offshore10 | . | S11 | . | T126 | 0.3 | 108.3158
DK_E_Offshore10 | . | S11 | . | T127 | 0.3 | 108.3158
DK_E_Offshore10 | . | S11 | . | T128 | 0.19 | 68.6
DK_E_Offshore10 | . | S11 | . | T129 | 0.19 | 68.6
DK_E_Offshore10 | . | S11 | . | T130 | 0.19 | 68.6
DK_E_Offshore10 | . | S11 | . | T131 | 0.19 | 68.6
DK_E_Offshore10 | . | S11 | . | T132 | 0.19 | 68.6
DK_E_Offshore10 | . | S11 | . | T133 | 0.19 | 68.6
DK_E_Offshore10 | . | S11 | . | T134 | 0.19 | 68.6
DK_E_Offshore10 | . | S11 | . | T135 | 0.19 | 68.6
DK_E_Offshore10 | . | S11 | . | T136 | 0.19 | 68.6
DK_E_Offshore10 | . | S11 | . | T137 | 0.19 | 68.6
DK_E_Offshore10 | . | S11 | . | T138 | 0.12 | 43.3263
DK_E_Offshore10 | . | S11 | . | T139 | 0.12 | 43.3263
DK_E_Offshore10 | . | S11 | . | T140 | 0.12 | 43.3263
DK_E_Offshore10 | . | S11 | . | T141 | 0.03 | 10.8316
DK_E_Offshore10 | . | S11 | . | T142 | 0 | 0
DK_E_Offshore10 | . | S11 | . | T143 | 0 | 0
DK_E_Offshore10 | . | S11 | . | T144 | 0 | 0
DK_E_Offshore10 | . | S11 | . | T145 | 0 | 0
DK_E_Offshore10 | . | S11 | . | T146 | 0 | 0
DK_E_Offshore10 | . | S11 | . | T147 | 0 | 0
DK_E_Offshore10 | . | S11 | . | T148 | 0 | 0
DK_E_Offshore10 | . | S11 | . | T149 | 0 | 0
DK_E_Offshore10 | . | S11 | . | T150 | 0 | 0
DK_E_Offshore10 | . | S11 | . | T151 | 0 | 0
DK_E_Offshore10 | . | S11 | . | T152 | 0.03 | 10.8316
DK_E_Offshore10 | . | S11 | . | T153 | 0.03 | 10.8316
DK_E_Offshore10 | . | S11 | . | T154 | 0.06 | 21.6632
DK_E_Offshore10 | . | S11 | . | T155 | 0.06 | 21.6632
DK_E_Offshore10 | . | S11 | . | T156 | 0.12 | 43.3263
DK_E_Offshore10 | . | S11 | . | T157 | 0.12 | 43.3263
DK_E_Offshore10 | . | S11 | . | T158 | 0.19 | 68.6
DK_E_Offshore10 | . | S11 | . | T159 | 0.19 | 68.6
DK_E_Offshore10 | . | S11 | . | T160 | 0.19 | 68.6
DK_E_Offshore10 | . | S11 | . | T161 | 0.3 | 108.3158
DK_E_Offshore10 | . | S11 | . | T162 | 0.3 | 108.3158
DK_E_Offshore10 | . | S11 | . | T163 | 0.42 | 151.6421
DK_E_Offshore10 | . | S11 | . | T164 | 0.42 | 151.6421
DK_E_Offshore10 | . | S11 | . | T165 | 0.57 | 205.8
DK_E_Offshore10 | . | S11 | . | T166 | 0.57 | 205.8
DK_E_Offshore10 | . | S11 | . | T167 | 0.57 | 205.8
DK_E_Offshore10 | . | S11 | . | T168 | 0.57 | 205.8
DK_E_Offshore10 | . | S12 | . | T001 | 0.57 | 205.8
DK_E_Offshore10 | . | S12 | . | T002 | 0.57 | 205.8
DK_E_Offshore10 | . | S12 | . | T003 | 0.42 | 151.6421
DK_E_Offshore10 | . | S12 | . | T004 | 0.42 | 151.6421
DK_E_Offshore10 | . | S12 | . | T005 | 0.72 | 259.958
DK_E_Offshore10 | . | S12 | . | T006 | 0.85 | 306.8948
DK_E_Offshore10 | . | S12 | . | T007 | 0.85 | 306.8948
DK_E_Offshore10 | . | S12 | . | T008 | 0.85 | 306.8948
DK_E_Offshore10 | . | S12 | . | T009 | 0.85 | 306.8948
DK_E_Offshore10 | . | S12 | . | T010 | 0.72 | 259.958
DK_E_Offshore10 | . | S12 | . | T011 | 0.72 | 259.958
DK_E_Offshore10 | . | S12 | . | T012 | 0.72 | 259.958
DK_E_Offshore10 | . | S12 | . | T013 | 0.85 | 306.8948
DK_E_Offshore10 | . | S12 | . | T014 | 0.85 | 306.8948
DK_E_Offshore10 | . | S12 | . | T015 | 0.85 | 306.8948
DK_E_Offshore10 | . | S12 | . | T016 | 0.95 | 343.0001
DK_E_Offshore10 | . | S12 | . | T017 | 0.99 | 357.4422
DK_E_Offshore10 | . | S12 | . | T018 | 0.99 | 357.4422
DK_E_Offshore10 | . | S12 | . | T019 | 0.99 | 357.4422
DK_E_Offshore10 | . | S12 | . | T020 | 0.95 | 343.0001
DK_E_Offshore10 | . | S12 | . | T021 | 0.99 | 357.4422
DK_E_Offshore10 | . | S12 | . | T022 | 1 | 361.0527
DK_E_Offshore10 | . | S12 | . | T023 | 1 | 361.0527
DK_E_Offshore10 | . | S12 | . | T024 | 1 | 361.0527
DK_E_Offshore10 | . | S12 | . | T025 | 1 | 361.0527
DK_E_Offshore10 | . | S12 | . | T026 | 1 | 361.0527
DK_E_Offshore10 | . | S12 | . | T027 | 1 | 361.0527
DK_E_Offshore10 | . | S12 | . | T028 | 1 | 361.0527
DK_E_Offshore10 | . | S12 | . | T029 | 1 | 361.0527
DK_E_Offshore10 | . | S12 | . | T030 | 1 | 361.0527
DK_E_Offshore10 | . | S12 | . | T031 | 1 | 361.0527
DK_E_Offshore10 | . | S12 | . | T032 | 1 | 361.0527
DK_E_Offshore10 | . | S12 | . | T033 | 1 | 361.0527
DK_E_Offshore10 | . | S12 | . | T034 | 1 | 361.0527
DK_E_Offshore10 | . | S12 | . | T035 | 1 | 361.0527
DK_E_Offshore10 | . | S12 | . | T036 | 1 | 361.0527
DK_E_Offshore10 | . | S12 | . | T037 | 1 | 361.0527
DK_E_Offshore10 | . | S12 | . | T038 | 1 | 361.0527
DK_E_Offshore10 | . | S12 | . | T039 | 1 | 361.0527
DK_E_Offshore10 | . | S12 | . | T040 | 1 | 361.0527
DK_E_Offshore10 | . | S12 | . | T041 | 1 | 361.0527
DK_E_Offshore10 | . | S12 | . | T042 | 1 | 361.0527
DK_E_Offshore10 | . | S12 | . | T043 | 1 | 361.0527
DK_E_Offshore10 | . | S12 | . | T044 | 1 | 361.0527
DK_E_Offshore10 | . | S12 | . | T045 | 1 | 361.0527
DK_E_Offshore10 | . | S12 | . | T046 | 1 | 361.0527
DK_E_Offshore10 | . | S12 | . | T047 | 0.99 | 357.4422
DK_E_Offshore10 | . | S12 | . | T048 | 0.85 | 306.8948
DK_E_Offshore10 | . | S12 | . | T049 | 0.72 | 259.958
DK_E_Offshore10 | . | S12 | . | T050 | 0.72 | 259.958
DK_E_Offshore10 | . | S12 | . | T051 | 0.72 | 259.958
DK_E_Offshore10 | . | S12 | . | T052 | 0.57 | 205.8
DK_E_Offshore10 | . | S12 | . | T053 | 0.57 | 205.8
DK_E_Offshore10 | . | S12 | . | T054 | 0.57 | 205.8
DK_E_Offshore10 | . | S12 | . | T055 | 0.42 | 151.6421
DK_E_Offshore10 | . | S12 | . | T056 | 0.3 | 108.3158
DK_E_Offshore10 | . | S12 | . | T057 | 0.3 | 108.3158
DK_E_Offshore10 | . | S12 | . | T058 | 0.19 | 68.6
DK_E_Offshore10 | . | S12 | . | T059 | 0.19 | 68.6
DK_E_Offshore10 | . | S12 | . | T060 | 0.12 | 43.3263
DK_E_Offshore10 | . | S12 | . | T061 | 0.12 | 43.3263
DK_E_Offshore10 | . | S12 | . | T062 | 0.12 | 43.3263
DK_E_Offshore10 | . | S12 | . | T063 | 0.12 | 43.3263
DK_E_Offshore10 | . | S12 | . | T064 | 0.12 | 43.3263
DK_E_Offshore10 | . | S12 | . | T065 | 0.12 | 43.3263
DK_E_Offshore10 | . | S12 | . | T066 | 0.12 | 43.3263
DK_E_Offshore10 | . | S12 | . | T067 | 0.12 | 43.3263
DK_E_Offshore10 | . | S12 | . | T068 | 0.06 | 21.6632
DK_E_Offshore10 | . | S12 | . | T069 | 0.06 | 21.6632
DK_E_Offshore10 | . | S12 | . | T070 | 0.03 | 10.8316
DK_E_Offshore10 | . | S12 | . | T071 | 0.03 | 10.8316
DK_E_Offshore10 | . | S12 | . | T072 | 0.03 | 10.8316
DK_E_Offshore10 | . | S12 | . | T073 | 0 | 0
DK_E_Offshore10 | . | S12 | . | T074 | 0 | 0
DK_E_Offshore10 | . | S12 | . | T075 | 0 | 0
DK_E_Offshore10 | . | S12 | . | T076 | 0 | 0
DK_E_Offshore10 | . | S12 | . | T077 | 0 | 0
DK_E_Offshore10 | . | S12 | . | T078 | 0 | 0
DK_E_Offshore10 | . | S12 | . | T079 | 0 | 0
DK_E_Offshore10 | . | S12 | . | T080 | 0 | 0
DK_E_Offshore10 | . | S12 | . | T081 | 0 | 0
DK_E_Offshore10 | . | S12 | . | T082 | 0 | 0
DK_E_Offshore10 | . | S12 | . | T083 | 0 | 0
DK_E_Offshore10 | . | S12 | . | T084 | 0 | 0
DK_E_Offshore10 | . | S12 | . | T085 | 0.06 | 21.6632
DK_E_Offshore10 | . | S12 | . | T086 | 0.12 | 43.3263
DK_E_Offshore10 | . | S12 | . | T087 | 0.12 | 43.3263
DK_E_Offshore10 | . | S12 | . | T088 | 0.12 | 43.3263
DK_E_Offshore10 | . | S12 | . | T089 | 0.19 | 68.6
DK_E_Offshore10 | . | S12 | . | T090 | 0.3 | 108.3158
DK_E_Offshore10 | . | S12 | . | T091 | 0.42 | 151.6421
DK_E_Offshore10 | . | S12 | . | T092 | 0.57 | 205.8
DK_E_Offshore10 | . | S12 | . | T093 | 0.57 | 205.8
DK_E_Offshore10 | . | S12 | . | T094 | 0.57 | 205.8
DK_E_Offshore10 | . | S12 | . | T095 | 0.72 | 259.958
DK_E_Offshore10 | . | S12 | . | T096 | 0.72 | 259.958
DK_E_Offshore10 | . | S12 | . | T097 | 0.72 | 259.958
DK_E_Offshore10 | . | S12 | . | T098 | 0.72 | 259.958
DK_E_Offshore10 | . | S12 | . | T099 | 0.72 | 259.958
DK_E_Offshore10 | . | S12 | . | T100 | 0.72 | 259.958
DK_E_Offshore10 | . | S12 | . | T101 | 0.72 | 259.958
DK_E_Offshore10 | . | S12 | . | T102 | 0.85 | 306.8948
DK_E_Offshore10 | . | S12 | . | T103 | 0.85 | 306.8948
DK_E_Offshore10 | . | S12 | . | T104 | 0.72 | 259.958
DK_E_Offshore10 | . | S12 | . | T105 | 0.72 | 259.958
DK_E_Offshore10 | . | S12 | . | T106 | 0.72 | 259.958
DK_E_Offshore10 | . | S12 | . | T107 | 0.72 | 259.958
DK_E_Offshore10 | . | S12 | . | T108 | 0.85 | 306.8948
DK_E_Offshore10 | . | S12 | . | T109 | 0.95 | 343.0001
DK_E_Offshore10 | . | S12 | . | T110 | 0.99 | 357.4422
DK_E_Offshore10 | . | S12 | . | T111 | 0.99 | 357.4422
DK_E_Offshore10 | . | S12 | . | T112 | 0.99 | 357.4422
DK_E_Offshore10 | . | S12 | . | T113 | 0.95 | 343.0001
DK_E_Offshore10 | . | S12 | . | T114 | 0.85 | 306.8948
DK_E_Offshore10 | . | S12 | . | T115 | 0.85 | 306.8948
DK_E_Offshore10 | . | S12 | . | T116 | 0.72 | 259.958
DK_E_Offshore10 | . | S12 | . | T117 | 0.57 | 205.8
DK_E_Offshore10 | . | S12 | . | T118 | 0.57 | 205.8
DK_E_Offshore10 | . | S12 | . | T119 | 0.57 | 205.8
DK_E_Offshore10 | . | S12 | . | T120 | 0.57 | 205.8
DK_E_Offshore10 | . | S12 | . | T121 | 0.42 | 151.6421
DK_E_Offshore10 | . | S12 | . | T122 | 0.3 | 108.3158
DK_E_Offshore10 | . | S12 | . | T123 | 0.3 | 108.3158
DK_E_Offshore10 | . | S12 | . | T124 | 0.19 | 68.6
DK_E_Offshore10 | . | S12 | . | T125 | 0.19 | 68.6
DK_E_Offshore10 | . | S12 | . | T126 | 0.3 | 108.3158
DK_E_Offshore10 | . | S12 | . | T127 | 0.42 | 151.6421
DK_E_Offshore10 | . | S12 | . | T128 | 0.57 | 205.8
DK_E_Offshore10 | . | S12 | . | T129 | 0.57 | 205.8
DK_E_Offshore10 | . | S12 | . | T130 | 0.57 | 205.8
DK_E_Offshore10 | . | S12 | . | T131 | 0.57 | 205.8
DK_E_Offshore10 | . | S12 | . | T132 | 0.72 | 259.958
DK_E_Offshore10 | . | S12 | . | T133 | 0.72 | 259.958
DK_E_Offshore10 | . | S12 | . | T134 | 0.72 | 259.958
DK_E_Offshore10 | . | S12 | . | T135 | 0.72 | 259.958
DK_E_Offshore10 | . | S12 | . | T136 | 0.85 | 306.8948
DK_E_Offshore10 | . | S12 | . | T137 | 0.85 | 306.8948
DK_E_Offshore10 | . | S12 | . | T138 | 0.85 | 306.8948
DK_E_Offshore10 | . | S12 | . | T139 | 0.95 | 343.0001
DK_E_Offshore10 | . | S12 | . | T140 | 0.99 | 357.4422
DK_E_Offshore10 | . | S12 | . | T141 | 0.99 | 357.4422
DK_E_Offshore10 | . | S12 | . | T142 | 0.99 | 357.4422
DK_E_Offshore10 | . | S12 | . | T143 | 0.95 | 343.0001
DK_E_Offshore10 | . | S12 | . | T144 | 0.95 | 343.0001
DK_E_Offshore10 | . | S12 | . | T145 | 0.95 | 343.0001
DK_E_Offshore10 | . | S12 | . | T146 | 0.95 | 343.0001
DK_E_Offshore10 | . | S12 | . | T147 | 0.95 | 343.0001
DK_E_Offshore10 | . | S12 | . | T148 | 0.85 | 306.8948
DK_E_Offshore10 | . | S12 | . | T149 | 0.85 | 306.8948
DK_E_Offshore10 | . | S12 | . | T150 | 0.85 | 306.8948
DK_E_Offshore10 | . | S12 | . | T151 | 0.85 | 306.8948
DK_E_Offshore10 | . | S12 | . | T152 | 0.85 | 306.8948
DK_E_Offshore10 | . | S12 | . | T153 | 0.85 | 306.8948
DK_E_Offshore10 | . | S12 | . | T154 | 0.85 | 306.8948
DK_E_Offshore10 | . | S12 | . | T155 | 0.85 | 306.8948
DK_E_Offshore10 | . | S12 | . | T156 | 0.85 | 306.8948
DK_E_Offshore10 | . | S12 | . | T157 | 0.95 | 343.0001
DK_E_Offshore10 | . | S12 | . | T158 | 0.95 | 343.0001
DK_E_Offshore10 | . | S12 | . | T159 | 0.99 | 357.4422
DK_E_Offshore10 | . | S12 | . | T160 | 0.99 | 357.4422
DK_E_Offshore10 | . | S12 | . | T161 | 0.99 | 357.4422
DK_E_Offshore10 | . | S12 | . | T162 | 0.99 | 357.4422
DK_E_Offshore10 | . | S12 | . | T163 | 0.99 | 357.4422
DK_E_Offshore10 | . | S12 | . | T164 | 0.99 | 357.4422
DK_E_Offshore10 | . | S12 | . | T165 | 0.99 | 357.4422
DK_E_Offshore10 | . | S12 | . | T166 | 0.99 | 357.4422
DK_E_Offshore10 | . | S12 | . | T167 | 0.99 | 357.4422
DK_E_Offshore10 | . | S12 | . | T168 | 1 | 361.0527
DK_E_Offshore10 | . | S13 | . | T001 | 1 | 361.0527
DK_E_Offshore10 | . | S13 | . | T002 | 1 | 361.0527
DK_E_Offshore10 | . | S13 | . | T003 | 1 | 361.0527
DK_E_Offshore10 | . | S13 | . | T004 | 1 | 361.0527
DK_E_Offshore10 | . | S13 | . | T005 | 1 | 361.0527
DK_E_Offshore10 | . | S13 | . | T006 | 1 | 361.0527
DK_E_Offshore10 | . | S13 | . | T007 | 1 | 361.0527
DK_E_Offshore10 | . | S13 | . | T008 | 1 | 361.0527
DK_E_Offshore10 | . | S13 | . | T009 | 1 | 361.0527
DK_E_Offshore10 | . | S13 | . | T010 | 1 | 361.0527
DK_E_Offshore10 | . | S13 | . | T011 | 1 | 361.0527
DK_E_Offshore10 | . | S13 | . | T012 | 1 | 361.0527
DK_E_Offshore10 | . | S13 | . | T013 | 1 | 361.0527
DK_E_Offshore10 | . | S13 | . | T014 | 1 | 361.0527
DK_E_Offshore10 | . | S13 | . | T015 | 1 | 361.0527
DK_E_Offshore10 | . | S13 | . | T016 | 1 | 361.0527
DK_E_Offshore10 | . | S13 | . | T017 | 1 | 361.0527
DK_E_Offshore10 | . | S13 | . | T018 | 1 | 361.0527
DK_E_Offshore10 | . | S13 | . | T019 | 1 | 361.0527
DK_E_Offshore10 | . | S13 | . | T020 | 1 | 361.0527
DK_E_Offshore10 | . | S13 | . | T021 | 1 | 361.0527
DK_E_Offshore10 | . | S13 | . | T022 | 1 | 361.0527
DK_E_Offshore10 | . | S13 | . | T023 | 1 | 361.0527
DK_E_Offshore10 | . | S13 | . | T024 | 1 | 361.0527
DK_E_Offshore10 | . | S13 | . | T025 | 1 | 361.0527
DK_E_Offshore10 | . | S13 | . | T026 | 1 | 361.0527
DK_E_Offshore10 | . | S13 | . | T027 | 0.99 | 357.4422
DK_E_Offshore10 | . | S13 | . | T028 | 0.95 | 343.0001
DK_E_Offshore10 | . | S13 | . | T029 | 0.95 | 343.0001
DK_E_Offshore10 | . | S13 | . | T030 | 0.85 | 306.8948
DK_E_Offshore10 | . | S13 | . | T031 | 0.85 | 306.8948
DK_E_Offshore10 | . | S13 | . | T032 | 0.85 | 306.8948
DK_E_Offshore10 | . | S13 | . | T033 | 0.72 | 259.958
DK_E_Offshore10 | . | S13 | . | T034 | 0.72 | 259.958
DK_E_Offshore10 | . | S13 | . | T035 | 0.72 | 259.958
DK_E_Offshore10 | . | S13 | . | T036 | 0.72 | 259.958
DK_E_Offshore10 | . | S13 | . | T037 | 0.72 | 259.958
DK_E_Offshore10 | . | S13 | . | T038 | 0.72 | 259.958
DK_E_Offshore10 | . | S13 | . | T039 | 0.72 | 259.958
DK_E_Offshore10 | . | S13 | . | T040 | 0.72 | 259.958
DK_E_Offshore10 | . | S13 | . | T041 | 0.72 | 259.958
DK_E_Offshore10 | . | S13 | . | T042 | 0.72 | 259.958
DK_E_Offshore10 | . | S13 | . | T043 | 0.72 | 259.958
DK_E_Offshore10 | . | S13 | . | T044 | 0.57 | 205.8
DK_E_Offshore10 | . | S13 | . | T045 | 0.57 | 205.8
DK_E_Offshore10 | . | S13 | . | T046 | 0.57 | 205.8
DK_E_Offshore10 | . | S13 | . | T047 | 0.57 | 205.8
DK_E_Offshore10 | . | S13 | . | T048 | 0.57 | 205.8
DK_E_Offshore10 | . | S13 | . | T049 | 0.42 | 151.6421
DK_E_Offshore10 | . | S13 | . | T050 | 0.42 | 151.6421
DK_E_Offshore10 | . | S13 | . | T051 | 0.3 | 108.3158
DK_E_Offshore10 | . | S13 | . | T052 | 0.3 | 108.3158
DK_E_Offshore10 | . | S13 | . | T053 | 0.3 | 108.3158
DK_E_Offshore10 | . | S13 | . | T054 | 0.3 | 108.3158
DK_E_Offshore10 | . | S13 | . | T055 | 0.3 | 108.3158
DK_E_Offshore10 | . | S13 | . | T056 | 0.19 | 68.6
DK_E_Offshore10 | . | S13 | . | T057 | 0.19 | 68.6
DK_E_Offshore10 | . | S13 | . | T058 | 0.19 | 68.6
DK_E_Offshore10 | . | S13 | . | T059 | 0.19 | 68.6
DK_E_Offshore10 | . | S13 | . | T060 | 0.3 | 108.3158
DK_E_Offshore10 | . | S13 | . | T061 | 0.42 | 151.6421
DK_E_Offshore10 | . | S13 | . | T062 | 0.57 | 205.8
DK_E_Offshore10 | . | S13 | . | T063 | 0.57 | 205.8
DK_E_Offshore10 | . | S13 | . | T064 | 0.57 | 205.8
DK_E_Offshore10 | . | S13 | . | T065 | 0.57 | 205.8
DK_E_Offshore10 | . | S13 | . | T066 | 0.57 | 205.8
DK_E_Offshore10 | . | S13 | . | T067 | 0.57 | 205.8
DK_E_Offshore10 | . | S13 | . | T068 | 0.57 | 205.8
DK_E_Offshore10 | . | S13 | . | T069 | 0.57 | 205.8
DK_E_Offshore10 | . | S13 | . | T070 | 0.72 | 259.958
DK_E_Offshore10 | . | S13 | . | T071 | 0.72 | 259.958
DK_E_Offshore10 | . | S13 | . | T072 | 0.72 | 259.958
DK_E_Offshore10 | . | S13 | . | T073 | 0.72 | 259.958
DK_E_Offshore10 | . | S13 | . | T074 | 0.72 | 259.958
DK_E_Offshore10 | . | S13 | . | T075 | 0.72 | 259.958
DK_E_Offshore10 | . | S13 | . | T076 | 0.72 | 259.958
DK_E_Offshore10 | . | S13 | . | T077 | 0.72 | 259.958
DK_E_Offshore10 | . | S13 | . | T078 | 0.72 | 259.958
DK_E_Offshore10 | . | S13 | . | T079 | 0.85 | 306.8948
DK_E_Offshore10 | . | S13 | . | T080 | 0.85 | 306.8948
DK_E_Offshore10 | . | S13 | . | T081 | 0.95 | 343.0001
DK_E_Offshore10 | . | S13 | . | T082 | 0.95 | 343.0001
DK_E_Offshore10 | . | S13 | . | T083 | 1 | 361.0527
DK_E_Offshore10 | . | S13 | . | T084 | 1 | 361.0527
DK_E_Offshore10 | . | S13 | . | T085 | 1 | 361.0527
DK_E_Offshore10 | . | S13 | . | T086 | 1 | 361.0527
DK_E_Offshore10 | . | S13 | . | T087 | 1 | 361.0527
DK_E_Offshore10 | . | S13 | . | T088 | 1 | 361.0527
DK_E_Offshore10 | . | S13 | . | T089 | 1 | 361.0527
DK_E_Offshore10 | . | S13 | . | T090 | 1 | 361.0527
DK_E_Offshore10 | . | S13 | . | T091 | 1 | 361.0527
DK_E_Offshore10 | . | S13 | . | T092 | 1 | 361.0527
DK_E_Offshore10 | . | S13 | . | T093 | 1 | 361.0527
DK_E_Offshore10 | . | S13 | . | T094 | 1 | 361.0527
DK_E_Offshore10 | . | S13 | . | T095 | 1 | 361.0527
DK_E_Offshore10 | . | S13 | . | T096 | 1 | 361.0527
DK_E_Offshore10 | . | S13 | . | T097 | 1 | 361.0527
DK_E_Offshore10 | . | S13 | . | T098 | 1 | 361.0527
DK_E_Offshore10 | . | S13 | . | T099 | 1 | 361.0527
DK_E_Offshore10 | . | S13 | . | T100 | 1 | 361.0527
DK_E_Offshore10 | . | S13 | . | T101 | 1 | 361.0527
DK_E_Offshore10 | . | S13 | . | T102 | 1 | 361.0527
DK_E_Offshore10 | . | S13 | . | T103 | 1 | 361.0527
DK_E_Offshore10 | . | S13 | . | T104 | 1 | 361.0527
DK_E_Offshore10 | . | S13 | . | T105 | 1 | 361.0527
DK_E_Offshore10 | . | S13 | . | T106 | 1 | 361.0527
DK_E_Offshore10 | . | S13 | . | T107 | 1 | 361.0527
DK_E_Offshore10 | . | S13 | . | T108 | 1 | 361.0527
DK_E_Offshore10 | . | S13 | . | T109 | 1 | 361.0527
DK_E_Offshore10 | . | S13 | . | T110 | 1 | 361.0527
DK_E_Offshore10 | . | S13 | . | T111 | 1 | 361.0527
DK_E_Offshore10 | . | S13 | . | T112 | 1 | 361.0527
DK_E_Offshore10 | . | S13 | . | T113 | 1 | 361.0527
DK_E_Offshore10 | . | S13 | . | T114 | 1 | 361.0527
DK_E_Offshore10 | . | S13 | . | T115 | 1 | 361.0527
DK_E_Offshore10 | . | S13 | . | T116 | 1 | 361.0527
DK_E_Offshore10 | . | S13 | . | T117 | 0.99 | 357.4422
DK_E_Offshore10 | . | S13 | . | T118 | 0.85 | 306.8948
DK_E_Offshore10 | . | S13 | . | T119 | 0.72 | 259.958
DK_E_Offshore10 | . | S13 | . | T120 | 0.57 | 205.8
DK_E_Offshore10 | . | S13 | . | T121 | 0.3 | 108.3158
DK_E_Offshore10 | . | S13 | . | T122 | 0.06 | 21.6632
DK_E_Offshore10 | . | S13 | . | T123 | 0 | 0
DK_E_Offshore10 | . | S13 | . | T124 | 0 | 0
DK_E_Offshore10 | . | S13 | . | T125 | 0 | 0
DK_E_Offshore10 | . | S13 | . | T126 | 0 | 0
DK_E_Offshore10 | . | S13 | . | T127 | 0 | 0
DK_E_Offshore10 | . | S13 | . | T128 | 0 | 0
DK_E_Offshore10 | . | S13 | . | T129 | 0 | 0
DK_E_Offshore10 | . | S13 | . | T130 | 0 | 0
DK_E_Offshore10 | . | S13 | . | T131 | 0 | 0
DK_E_Offshore10 | . | S13 | . | T132 | 0 | 0
DK_E_Offshore10 | . | S13 | . | T133 | 0 | 0
DK_E_Offshore10 | . | S13 | . | T134 | 0 | 0
DK_E_Offshore10 | . | S13 | . | T135 | 0 | 0
DK_E_Offshore10 | . | S13 | . | T136 | 0 | 0
DK_E_Offshore10 | . | S13 | . | T137 | 0 | 0
DK_E_Offshore10 | . | S13 | . | T138 | 0 | 0
DK_E_Offshore10 | . | S13 | . | T139 | 0 | 0
DK_E_Offshore10 | . | S13 | . | T140 | 0.03 | 10.8316
DK_E_Offshore10 | . | S13 | . | T141 | 0.12 | 43.3263
DK_E_Offshore10 | . | S13 | . | T142 | 0.19 | 68.6
DK_E_Offshore10 | . | S13 | . | T143 | 0.12 | 43.3263
DK_E_Offshore10 | . | S13 | . | T144 | 0.12 | 43.3263
DK_E_Offshore10 | . | S13 | . | T145 | 0.12 | 43.3263
DK_E_Offshore10 | . | S13 | . | T146 | 0.12 | 43.3263
DK_E_Offshore10 | . | S13 | . | T147 | 0.12 | 43.3263
DK_E_Offshore10 | . | S13 | . | T148 | 0.12 | 43.3263
DK_E_Offshore10 | . | S13 | . | T149 | 0.19 | 68.6
DK_E_Offshore10 | . | S13 | . | T150 | 0.19 | 68.6
DK_E_Offshore10 | . | S13 | . | T151 | 0.19 | 68.6
DK_E_Offshore10 | . | S13 | . | T152 | 0.3 | 108.3158
DK_E_Offshore10 | . | S13 | . | T153 | 0.3 | 108.3158
DK_E_Offshore10 | . | S13 | . | T154 | 0.42 | 151.6421
DK_E_Offshore10 | . | S13 | . | T155 | 0.42 | 151.6421
DK_E_Offshore10 | . | S13 | . | T156 | 0.42 | 151.6421
DK_E_Offshore10 | . | S13 | . | T157 | 0.42 | 151.6421
DK_E_Offshore10 | . | S13 | . | T158 | 0.57 | 205.8
DK_E_Offshore10 | . | S13 | . | T159 | 0.72 | 259.958
DK_E_Offshore10 | . | S13 | . | T160 | 0.85 | 306.8948
DK_E_Offshore10 | . | S13 | . | T161 | 0.85 | 306.8948
DK_E_Offshore10 | . | S13 | . | T162 | 0.95 | 343.0001
DK_E_Offshore10 | . | S13 | . | T163 | 0.95 | 343.0001
DK_E_Offshore10 | . | S13 | . | T164 | 0.95 | 343.0001
DK_E_Offshore10 | . | S13 | . | T165 | 0.95 | 343.0001
DK_E_Offshore10 | . | S13 | . | T166 | 0.99 | 357.4422
DK_E_Offshore10 | . | S13 | . | T167 | 0.99 | 357.4422
DK_E_Offshore10 | . | S13 | . | T168 | 0.99 | 357.4422
DK_E_Offshore10 | . | S14 | . | T001 | 0.99 | 357.4422
DK_E_Offshore10 | . | S14 | . | T002 | 0.99 | 357.4422
DK_E_Offshore10 | . | S14 | . | T003 | 0.95 | 343.0001
DK_E_Offshore10 | . | S14 | . | T004 | 0.95 | 343.0001
DK_E_Offshore10 | . | S14 | . | T005 | 0.95 | 343.0001
DK_E_Offshore10 | . | S14 | . | T006 | 0.95 | 343.0001
DK_E_Offshore10 | . | S14 | . | T007 | 0.95 | 343.0001
DK_E_Offshore10 | . | S14 | . | T008 | 0.95 | 343.0001
DK_E_Offshore10 | . | S14 | . | T009 | 0.85 | 306.8948
DK_E_Offshore10 | . | S14 | . | T010 | 0.85 | 306.8948
DK_E_Offshore10 | . | S14 | . | T011 | 0.72 | 259.958
DK_E_Offshore10 | . | S14 | . | T012 | 0.72 | 259.958
DK_E_Offshore10 | . | S14 | . | T013 | 0.57 | 205.8
DK_E_Offshore10 | . | S14 | . | T014 | 0.57 | 205.8
DK_E_Offshore10 | . | S14 | . | T015 | 0.42 | 151.6421
DK_E_Offshore10 | . | S14 | . | T016 | 0.3 | 108.3158
DK_E_Offshore10 | . | S14 | . | T017 | 0.3 | 108.3158
DK_E_Offshore10 | . | S14 | . | T018 | 0.3 | 108.3158
DK_E_Offshore10 | . | S14 | . | T019 | 0.3 | 108.3158
DK_E_Offshore10 | . | S14 | . | T020 | 0.3 | 108.3158
DK_E_Offshore10 | . | S14 | . | T021 | 0.3 | 108.3158
DK_E_Offshore10 | . | S14 | . | T022 | 0.19 | 68.6
DK_E_Offshore10 | . | S14 | . | T023 | 0.19 | 68.6
DK_E_Offshore10 | . | S14 | . | T024 | 0.12 | 43.3263
DK_E_Offshore10 | . | S14 | . | T025 | 0.06 | 21.6632
DK_E_Offshore10 | . | S14 | . | T026 | 0.06 | 21.6632
DK_E_Offshore10 | . | S14 | . | T027 | 0.03 | 10.8316
DK_E_Offshore10 | . | S14 | . | T028 | 0.03 | 10.8316
DK_E_Offshore10 | . | S14 | . | T029 | 0.03 | 10.8316
DK_E_Offshore10 | . | S14 | . | T030 | 0.03 | 10.8316
DK_E_Offshore10 | . | S14 | . | T031 | 0.03 | 10.8316
DK_E_Offshore10 | . | S14 | . | T032 | 0.03 | 10.8316
DK_E_Offshore10 | . | S14 | . | T033 | 0.03 | 10.8316
DK_E_Offshore10 | . | S14 | . | T034 | 0.06 | 21.6632
DK_E_Offshore10 | . | S14 | . | T035 | 0.06 | 21.6632
DK_E_Offshore10 | . | S14 | . | T036 | 0.19 | 68.6
DK_E_Offshore10 | . | S14 | . | T037 | 0.19 | 68.6
DK_E_Offshore10 | . | S14 | . | T038 | 0.3 | 108.3158
DK_E_Offshore10 | . | S14 | . | T039 | 0.3 | 108.3158
DK_E_Offshore10 | . | S14 | . | T040 | 0.42 | 151.6421
DK_E_Offshore10 | . | S14 | . | T041 | 0.42 | 151.6421
DK_E_Offshore10 | . | S14 | . | T042 | 0.42 | 151.6421
DK_E_Offshore10 | . | S14 | . | T043 | 0.57 | 205.8
DK_E_Offshore10 | . | S14 | . | T044 | 0.72 | 259.958
DK_E_Offshore10 | . | S14 | . | T045 | 0.72 | 259.958
DK_E_Offshore10 | . | S14 | . | T046 | 0.72 | 259.958
DK_E_Offshore10 | . | S14 | . | T047 | 0.85 | 306.8948
DK_E_Offshore10 | . | S14 | . | T048 | 0.85 | 306.8948
DK_E_Offshore10 | . | S14 | . | T049 | 0.85 | 306.8948
DK_E_Offshore10 | . | S14 | . | T050 | 0.72 | 259.958
DK_E_Offshore10 | . | S14 | . | T051 | 0.72 | 259.958
DK_E_Offshore10 | . | S14 | . | T052 | 0.72 | 259.958
DK_E_Offshore10 | . | S14 | . | T053 | 0.72 | 259.958
DK_E_Offshore10 | . | S14 | . | T054 | 0.72 | 259.958
DK_E_Offshore10 | . | S14 | . | T055 | 0.72 | 259.958
DK_E_Offshore10 | . | S14 | . | T056 | 0.95 | 343.0001
DK_E_Offshore10 | . | S14 | . | T057 | 0.85 | 306.8948
DK_E_Offshore10 | . | S14 | . | T058 | 0.95 | 343.0001
DK_E_Offshore10 | . | S14 | . | T059 | 0.95 | 343.0001
DK_E_Offshore10 | . | S14 | . | T060 | 0.85 | 306.8948
DK_E_Offshore10 | . | S14 | . | T061 | 0.85 | 306.8948
DK_E_Offshore10 | . | S14 | . | T062 | 0.85 | 306.8948
DK_E_Offshore10 | . | S14 | . | T063 | 0.95 | 343.0001
DK_E_Offshore10 | . | S14 | . | T064 | 0.99 | 357.4422
DK_E_Offshore10 | . | S14 | . | T065 | 0.95 | 343.0001
DK_E_Offshore10 | . | S14 | . | T066 | 0.85 | 306.8948
DK_E_Offshore10 | . | S14 | . | T067 | 0.72 | 259.958
DK_E_Offshore10 | . | S14 | . | T068 | 0.57 | 205.8
DK_E_Offshore10 | . | S14 | . | T069 | 0.42 | 151.6421
DK_E_Offshore10 | . | S14 | . | T070 | 0.19 | 68.6
DK_E_Offshore10 | . | S14 | . | T071 | 0.12 | 43.3263
DK_E_Offshore10 | . | S14 | . | T072 | 0.06 | 21.6632
DK_E_Offshore10 | . | S14 | . | T073 | 0.03 | 10.8316
DK_E_Offshore10 | . | S14 | . | T074 | 0.03 | 10.8316
DK_E_Offshore10 | . | S14 | . | T075 | 0.06 | 21.6632
DK_E_Offshore10 | . | S14 | . | T076 | 0.12 | 43.3263
DK_E_Offshore10 | . | S14 | . | T077 | 0.42 | 151.6421
DK_E_Offshore10 | . | S14 | . | T078 | 0.85 | 306.8948
DK_E_Offshore10 | . | S14 | . | T079 | 0.95 | 343.0001
DK_E_Offshore10 | . | S14 | . | T080 | 0.85 | 306.8948
DK_E_Offshore10 | . | S14 | . | T081 | 0.85 | 306.8948
DK_E_Offshore10 | . | S14 | . | T082 | 0.95 | 343.0001
DK_E_Offshore10 | . | S14 | . | T083 | 0.95 | 343.0001
DK_E_Offshore10 | . | S14 | . | T084 | 0.95 | 343.0001
DK_E_Offshore10 | . | S14 | . | T085 | 0.99 | 357.4422
DK_E_Offshore10 | . | S14 | . | T086 | 0.95 | 343.0001
DK_E_Offshore10 | . | S14 | . | T087 | 0.85 | 306.8948
DK_E_Offshore10 | . | S14 | . | T088 | 0.95 | 343.0001
DK_E_Offshore10 | . | S14 | . | T089 | 0.95 | 343.0001
DK_E_Offshore10 | . | S14 | . | T090 | 0.95 | 343.0001
DK_E_Offshore10 | . | S14 | . | T091 | 0.99 | 357.4422
DK_E_Offshore10 | . | S14 | . | T092 | 0.99 | 357.4422
DK_E_Offshore10 | . | S14 | . | T093 | 1 | 361.0527
DK_E_Offshore10 | . | S14 | . | T094 | 0.95 | 343.0001
DK_E_Offshore10 | . | S14 | . | T095 | 0.99 | 357.4422
DK_E_Offshore10 | . | S14 | . | T096 | 0.99 | 357.4422
DK_E_Offshore10 | . | S14 | . | T097 | 1 | 361.0527
DK_E_Offshore10 | . | S14 | . | T098 | 1 | 361.0527
DK_E_Offshore10 | . | S14 | . | T099 | 1 | 361.0527
DK_E_Offshore10 | . | S14 | . | T100 | 1 | 361.0527
DK_E_Offshore10 | . | S14 | . | T101 | 1 | 361.0527
DK_E_Offshore10 | . | S14 | . | T102 | 1 | 361.0527
DK_E_Offshore10 | . | S14 | . | T103 | 1 | 361.0527
DK_E_Offshore10 | . | S14 | . | T104 | 1 | 361.0527
DK_E_Offshore10 | . | S14 | . | T105 | 1 | 361.0527
DK_E_Offshore10 | . | S14 | . | T106 | 1 | 361.0527
DK_E_Offshore10 | . | S14 | . | T107 | 1 | 361.0527
DK_E_Offshore10 | . | S14 | . | T108 | 0.99 | 357.4422
DK_E_Offshore10 | . | S14 | . | T109 | 0.95 | 343.0001
DK_E_Offshore10 | . | S14 | . | T110 | 0.95 | 343.0001
DK_E_Offshore10 | . | S14 | . | T111 | 0.85 | 306.8948
DK_E_Offshore10 | . | S14 | . | T112 | 0.72 | 259.958
DK_E_Offshore10 | . | S14 | . | T113 | 0.72 | 259.958
DK_E_Offshore10 | . | S14 | . | T114 | 0.57 | 205.8
DK_E_Offshore10 | . | S14 | . | T115 | 0.42 | 151.6421
DK_E_Offshore10 | . | S14 | . | T116 | 0.3 | 108.3158
DK_E_Offshore10 | . | S14 | . | T117 | 0.3 | 108.3158
DK_E_Offshore10 | . | S14 | . | T118 | 0.3 | 108.3158
DK_E_Offshore10 | . | S14 | . | T119 | 0.42 | 151.6421
DK_E_Offshore10 | . | S14 | . | T120 | 0.57 | 205.8
DK_E_Offshore10 | . | S14 | . | T121 | 0.85 | 306.8948
DK_E_Offshore10 | . | S14 | . | T122 | 0.85 | 306.8948
DK_E_Offshore10 | . | S14 | . | T123 | 0.85 | 306.8948
DK_E_Offshore10 | . | S14 | . | T124 | 0.85 | 306.8948
DK_E_Offshore10 | . | S14 | . | T125 | 0.85 | 306.8948
DK_E_Offshore10 | . | S14 | . | T126 | 0.72 | 259.958
DK_E_Offshore10 | . | S14 | . | T127 | 0.72 | 259.958
DK_E_Offshore10 | . | S14 | . | T128 | 0.72 | 259.958
DK_E_Offshore10 | . | S14 | . | T129 | 0.72 | 259.958
DK_E_Offshore10 | . | S14 | . | T130 | 0.72 | 259.958
DK_E_Offshore10 | . | S14 | . | T131 | 0.72 | 259.958
DK_E_Offshore10 | . | S14 | . | T132 | 0.85 | 306.8948
DK_E_Offshore10 | . | S14 | . | T133 | 0.85 | 306.8948
DK_E_Offshore10 | . | S14 | . | T134 | 0.85 | 306.8948
DK_E_Offshore10 | . | S14 | . | T135 | 0.57 | 205.8
DK_E_Offshore10 | . | S14 | . | T136 | 0.3 | 108.3158
DK_E_Offshore10 | . | S14 | . | T137 | 0.19 | 68.6
DK_E_Offshore10 | . | S14 | . | T138 | 0.12 | 43.3263
DK_E_Offshore10 | . | S14 | . | T139 | 0.19 | 68.6
DK_E_Offshore10 | . | S14 | . | T140 | 0.19 | 68.6
DK_E_Offshore10 | . | S14 | . | T141 | 0.3 | 108.3158
DK_E_Offshore10 | . | S14 | . | T142 | 0.12 | 43.3263
DK_E_Offshore10 | . | S14 | . | T143 | 0.06 | 21.6632
DK_E_Offshore10 | . | S14 | . | T144 | 0.19 | 68.6
DK_E_Offshore10 | . | S14 | . | T145 | 0.3 | 108.3158
DK_E_Offshore10 | . | S14 | . | T146 | 0.19 | 68.6
DK_E_Offshore10 | . | S14 | . | T147 | 0.19 | 68.6
DK_E_Offshore10 | . | S14 | . | T148 | 0.3 | 108.3158
DK_E_Offshore10 | . | S14 | . | T149 | 0.42 | 151.6421
DK_E_Offshore10 | . | S14 | . | T150 | 0.3 | 108.3158
DK_E_Offshore10 | . | S14 | . | T151 | 0.3 | 108.3158
DK_E_Offshore10 | . | S14 | . | T152 | 0.42 | 151.6421
DK_E_Offshore10 | . | S14 | . | T153 | 0.3 | 108.3158
DK_E_Offshore10 | . | S14 | . | T154 | 0.19 | 68.6
DK_E_Offshore10 | . | S14 | . | T155 | 0.12 | 43.3263
DK_E_Offshore10 | . | S14 | . | T156 | 0.03 | 10.8316
DK_E_Offshore10 | . | S14 | . | T157 | 0.03 | 10.8316
DK_E_Offshore10 | . | S14 | . | T158 | 0.06 | 21.6632
DK_E_Offshore10 | . | S14 | . | T159 | 0.19 | 68.6
DK_E_Offshore10 | . | S14 | . | T160 | 0.3 | 108.3158
DK_E_Offshore10 | . | S14 | . | T161 | 0.42 | 151.6421
DK_E_Offshore10 | . | S14 | . | T162 | 0.42 | 151.6421
DK_E_Offshore10 | . | S14 | . | T163 | 0.57 | 205.8
DK_E_Offshore10 | . | S14 | . | T164 | 0.72 | 259.958
DK_E_Offshore10 | . | S14 | . | T165 | 0.72 | 259.958
DK_E_Offshore10 | . | S14 | . | T166 | 0.72 | 259.958
DK_E_Offshore10 | . | S14 | . | T167 | 0.57 | 205.8
DK_E_Offshore10 | . | S14 | . | T168 | 0.42 | 151.6421
DK_E_Offshore10 | . | S15 | . | T001 | 0.3 | 108.3158
DK_E_Offshore10 | . | S15 | . | T002 | 0.3 | 108.3158
DK_E_Offshore10 | . | S15 | . | T003 | 0.42 | 151.6421
DK_E_Offshore10 | . | S15 | . | T004 | 0.42 | 151.6421
DK_E_Offshore10 | . | S15 | . | T005 | 0.42 | 151.6421
DK_E_Offshore10 | . | S15 | . | T006 | 0.3 | 108.3158
DK_E_Offshore10 | . | S15 | . | T007 | 0.3 | 108.3158
DK_E_Offshore10 | . | S15 | . | T008 | 0.19 | 68.6
DK_E_Offshore10 | . | S15 | . | T009 | 0.12 | 43.3263
DK_E_Offshore10 | . | S15 | . | T010 | 0.12 | 43.3263
DK_E_Offshore10 | . | S15 | . | T011 | 0.06 | 21.6632
DK_E_Offshore10 | . | S15 | . | T012 | 0.12 | 43.3263
DK_E_Offshore10 | . | S15 | . | T013 | 0.12 | 43.3263
DK_E_Offshore10 | . | S15 | . | T014 | 0.19 | 68.6
DK_E_Offshore10 | . | S15 | . | T015 | 0.3 | 108.3158
DK_E_Offshore10 | . | S15 | . | T016 | 0.3 | 108.3158
DK_E_Offshore10 | . | S15 | . | T017 | 0.3 | 108.3158
DK_E_Offshore10 | . | S15 | . | T018 | 0.3 | 108.3158
DK_E_Offshore10 | . | S15 | . | T019 | 0.3 | 108.3158
DK_E_Offshore10 | . | S15 | . | T020 | 0.42 | 151.6421
DK_E_Offshore10 | . | S15 | . | T021 | 0.57 | 205.8
DK_E_Offshore10 | . | S15 | . | T022 | 0.72 | 259.958
DK_E_Offshore10 | . | S15 | . | T023 | 0.85 | 306.8948
DK_E_Offshore10 | . | S15 | . | T024 | 0.72 | 259.958
DK_E_Offshore10 | . | S15 | . | T025 | 0.57 | 205.8
DK_E_Offshore10 | . | S15 | . | T026 | 0.57 | 205.8
DK_E_Offshore10 | . | S15 | . | T027 | 0.42 | 151.6421
DK_E_Offshore10 | . | S15 | . | T028 | 0.42 | 151.6421
DK_E_Offshore10 | . | S15 | . | T029 | 0.42 | 151.6421
DK_E_Offshore10 | . | S15 | . | T030 | 0.3 | 108.3158
DK_E_Offshore10 | . | S15 | . | T031 | 0.3 | 108.3158
DK_E_Offshore10 | . | S15 | . | T032 | 0.3 | 108.3158
DK_E_Offshore10 | . | S15 | . | T033 | 0.19 | 68.6
DK_E_Offshore10 | . | S15 | . | T034 | 0.19 | 68.6
DK_E_Offshore10 | . | S15 | . | T035 | 0.19 | 68.6
DK_E_Offshore10 | . | S15 | . | T036 | 0.12 | 43.3263
DK_E_Offshore10 | . | S15 | . | T037 | 0.06 | 21.6632
DK_E_Offshore10 | . | S15 | . | T038 | 0.06 | 21.6632
DK_E_Offshore10 | . | S15 | . | T039 | 0.03 | 10.8316
DK_E_Offshore10 | . | S15 | . | T040 | 0.03 | 10.8316
DK_E_Offshore10 | . | S15 | . | T041 | 0 | 0
DK_E_Offshore10 | . | S15 | . | T042 | 0 | 0
DK_E_Offshore10 | . | S15 | . | T043 | 0.06 | 21.6632
DK_E_Offshore10 | . | S15 | . | T044 | 0.12 | 43.3263
DK_E_Offshore10 | . | S15 | . | T045 | 0.19 | 68.6
DK_E_Offshore10 | . | S15 | . | T046 | 0.19 | 68.6
DK_E_Offshore10 | . | S15 | . | T047 | 0.3 | 108.3158
DK_E_Offshore10 | . | S15 | . | T048 | 0.3 | 108.3158
DK_E_Offshore10 | . | S15 | . | T049 | 0.3 | 108.3158
DK_E_Offshore10 | . | S15 | . | T050 | 0.42 | 151.6421
DK_E_Offshore10 | . | S15 | . | T051 | 0.42 | 151.6421
DK_E_Offshore10 | . | S15 | . | T052 | 0.42 | 151.6421
DK_E_Offshore10 | . | S15 | . | T053 | 0.42 | 151.6421
DK_E_Offshore10 | . | S15 | . | T054 | 0.57 | 205.8
DK_E_Offshore10 | . | S15 | . | T055 | 0.72 | 259.958
DK_E_Offshore10 | . | S15 | . | T056 | 0.72 | 259.958
DK_E_Offshore10 | . | S15 | . | T057 | 0.85 | 306.8948
DK_E_Offshore10 | . | S15 | . | T058 | 0.85 | 306.8948
DK_E_Offshore10 | . | S15 | . | T059 | 0.72 | 259.958
DK_E_Offshore10 | . | S15 | . | T060 | 0.72 | 259.958
DK_E_Offshore10 | . | S15 | . | T061 | 0.85 | 306.8948
DK_E_Offshore10 | . | S15 | . | T062 | 0.85 | 306.8948
DK_E_Offshore10 | . | S15 | . | T063 | 0.85 | 306.8948
DK_E_Offshore10 | . | S15 | . | T064 | 0.85 | 306.8948
DK_E_Offshore10 | . | S15 | . | T065 | 0.85 | 306.8948
DK_E_Offshore10 | . | S15 | . | T066 | 0.95 | 343.0001
DK_E_Offshore10 | . | S15 | . | T067 | 0.95 | 343.0001
DK_E_Offshore10 | . | S15 | . | T068 | 0.95 | 343.0001
DK_E_Offshore10 | . | S15 | . | T069 | 0.95 | 343.0001
DK_E_Offshore10 | . | S15 | . | T070 | 0.85 | 306.8948
DK_E_Offshore10 | . | S15 | . | T071 | 0.85 | 306.8948
DK_E_Offshore10 | . | S15 | . | T072 | 0.72 | 259.958
DK_E_Offshore10 | . | S15 | . | T073 | 0.72 | 259.958
DK_E_Offshore10 | . | S15 | . | T074 | 0.57 | 205.8
DK_E_Offshore10 | . | S15 | . | T075 | 0.42 | 151.6421
DK_E_Offshore10 | . | S15 | . | T076 | 0.42 | 151.6421
DK_E_Offshore10 | . | S15 | . | T077 | 0.42 | 151.6421
DK_E_Offshore10 | . | S15 | . | T078 | 0.42 | 151.6421
DK_E_Offshore10 | . | S15 | . | T079 | 0.42 | 151.6421
DK_E_Offshore10 | . | S15 | . | T080 | 0.72 | 259.958
DK_E_Offshore10 | . | S15 | . | T081 | 0.57 | 205.8
DK_E_Offshore10 | . | S15 | . | T082 | 0.42 | 151.6421
DK_E_Offshore10 | . | S15 | . | T083 | 0.42 | 151.6421
DK_E_Offshore10 | . | S15 | . | T084 | 0.3 | 108.3158
DK_E_Offshore10 | . | S15 | . | T085 | 0.3 | 108.3158
DK_E_Offshore10 | . | S15 | . | T086 | 0.19 | 68.6
DK_E_Offshore10 | . | S15 | . | T087 | 0.12 | 43.3263
DK_E_Offshore10 | . | S15 | . | T088 | 0.06 | 21.6632
DK_E_Offshore10 | . | S15 | . | T089 | 0.06 | 21.6632
DK_E_Offshore10 | . | S15 | . | T090 | 0.12 | 43.3263
DK_E_Offshore10 | . | S15 | . | T091 | 0.19 | 68.6
DK_E_Offshore10 | . | S15 | . | T092 | 0.19 | 68.6
DK_E_Offshore10 | . | S15 | . | T093 | 0.42 | 151.6421
DK_E_Offshore10 | . | S15 | . | T094 | 0.72 | 259.958
DK_E_Offshore10 | . | S15 | . | T095 | 0.72 | 259.958
DK_E_Offshore10 | . | S15 | . | T096 | 0.72 | 259.958
DK_E_Offshore10 | . | S15 | . | T097 | 0.72 | 259.958
DK_E_Offshore10 | . | S15 | . | T098 | 0.85 | 306.8948
DK_E_Offshore10 | . | S15 | . | T099 | 0.95 | 343.0001
DK_E_Offshore10 | . | S15 | . | T100 | 0.95 | 343.0001
DK_E_Offshore10 | . | S15 | . | T101 | 0.95 | 343.0001
DK_E_Offshore10 | . | S15 | . | T102 | 0.85 | 306.8948
DK_E_Offshore10 | . | S15 | . | T103 | 0.95 | 343.0001
DK_E_Offshore10 | . | S15 | . | T104 | 0.99 | 357.4422
DK_E_Offshore10 | . | S15 | . | T105 | 0.99 | 357.4422
DK_E_Offshore10 | . | S15 | . | T106 | 0.99 | 357.4422
DK_E_Offshore10 | . | S15 | . | T107 | 0.95 | 343.0001
DK_E_Offshore10 | . | S15 | . | T108 | 0.72 | 259.958
DK_E_Offshore10 | . | S15 | . | T109 | 0.57 | 205.8
DK_E_Offshore10 | . | S15 | . | T110 | 0.72 | 259.958
DK_E_Offshore10 | . | S15 | . | T111 | 0.85 | 306.8948
DK_E_Offshore10 | . | S15 | . | T112 | 0.95 | 343.0001
DK_E_Offshore10 | . | S15 | . | T113 | 0.99 | 357.4422
DK_E_Offshore10 | . | S15 | . | T114 | 0.99 | 357.4422
DK_E_Offshore10 | . | S15 | . | T115 | 1 | 361.0527
DK_E_Offshore10 | . | S15 | . | T116 | 1 | 361.0527
DK_E_Offshore10 | . | S15 | . | T117 | 1 | 361.0527
DK_E_Offshore10 | . | S15 | . | T118 | 1 | 361.0527
DK_E_Offshore10 | . | S15 | . | T119 | 1 | 361.0527
DK_E_Offshore10 | . | S15 | . | T120 | 1 | 361.0527
DK_E_Offshore10 | . | S15 | . | T121 | 1 | 361.0527
DK_E_Offshore10 | . | S15 | . | T122 | 1 | 361.0527
DK_E_Offshore10 | . | S15 | . | T123 | 1 | 361.0527
DK_E_Offshore10 | . | S15 | . | T124 | 0.99 | 357.4422
DK_E_Offshore10 | . | S15 | . | T125 | 0.99 | 357.4422
DK_E_Offshore10 | . | S15 | . | T126 | 0.99 | 357.4422
DK_E_Offshore10 | . | S15 | . | T127 | 0.95 | 343.0001
DK_E_Offshore10 | . | S15 | . | T128 | 0.95 | 343.0001
DK_E_Offshore10 | . | S15 | . | T129 | 0.85 | 306.8948
DK_E_Offshore10 | . | S15 | . | T130 | 0.85 | 306.8948
DK_E_Offshore10 | . | S15 | . | T131 | 0.85 | 306.8948
DK_E_Offshore10 | . | S15 | . | T132 | 0.72 | 259.958
DK_E_Offshore10 | . | S15 | . | T133 | 0.72 | 259.958
DK_E_Offshore10 | . | S15 | . | T134 | 0.72 | 259.958
DK_E_Offshore10 | . | S15 | . | T135 | 0.85 | 306.8948
DK_E_Offshore10 | . | S15 | . | T136 | 0.85 | 306.8948
DK_E_Offshore10 | . | S15 | . | T137 | 0.85 | 306.8948
DK_E_Offshore10 | . | S15 | . | T138 | 0.95 | 343.0001
DK_E_Offshore10 | . | S15 | . | T139 | 0.95 | 343.0001
DK_E_Offshore10 | . | S15 | . | T140 | 0.85 | 306.8948
DK_E_Offshore10 | . | S15 | . | T141 | 0.72 | 259.958
DK_E_Offshore10 | . | S15 | . | T142 | 0.57 | 205.8
DK_E_Offshore10 | . | S15 | . | T143 | 0.57 | 205.8
DK_E_Offshore10 | . | S15 | . | T144 | 0.42 | 151.6421
DK_E_Offshore10 | . | S15 | . | T145 | 0.3 | 108.3158
DK_E_Offshore10 | . | S15 | . | T146 | 0.3 | 108.3158
DK_E_Offshore10 | . | S15 | . | T147 | 0.19 | 68.6
DK_E_Offshore10 | . | S15 | . | T148 | 0.12 | 43.3263
DK_E_Offshore10 | . | S15 | . | T149 | 0.12 | 43.3263
DK_E_Offshore10 | . | S15 | . | T150 | 0.12 | 43.3263
DK_E_Offshore10 | . | S15 | . | T151 | 0.19 | 68.6
DK_E_Offshore10 | . | S15 | . | T152 | 0.19 | 68.6
DK_E_Offshore10 | . | S15 | . | T153 | 0.19 | 68.6
DK_E_Offshore10 | . | S15 | . | T154 | 0.12 | 43.3263
DK_E_Offshore10 | . | S15 | . | T155 | 0.12 | 43.3263
DK_E_Offshore10 | . | S15 | . | T156 | 0.06 | 21.6632
DK_E_Offshore10 | . | S15 | . | T157 | 0.03 | 10.8316
DK_E_Offshore10 | . | S15 | . | T158 | 0 | 0
DK_E_Offshore10 | . | S15 | . | T159 | 0.03 | 10.8316
DK_E_Offshore10 | . | S15 | . | T160 | 0.03 | 10.8316
DK_E_Offshore10 | . | S15 | . | T161 | 0.03 | 10.8316
DK_E_Offshore10 | . | S15 | . | T162 | 0.03 | 10.8316
DK_E_Offshore10 | . | S15 | . | T163 | 0 | 0
DK_E_Offshore10 | . | S15 | . | T164 | 0 | 0
DK_E_Offshore10 | . | S15 | . | T165 | 0.03 | 10.8316
DK_E_Offshore10 | . | S15 | . | T166 | 0.03 | 10.8316
DK_E_Offshore10 | . | S15 | . | T167 | 0.06 | 21.6632
DK_E_Offshore10 | . | S15 | . | T168 | 0.12 | 43.3263
DK_E_Offshore10 | . | S16 | . | T001 | 0.19 | 68.6
DK_E_Offshore10 | . | S16 | . | T002 | 0.19 | 68.6
DK_E_Offshore10 | . | S16 | . | T003 | 0.19 | 68.6
DK_E_Offshore10 | . | S16 | . | T004 | 0.19 | 68.6
DK_E_Offshore10 | . | S16 | . | T005 | 0.3 | 108.3158
DK_E_Offshore10 | . | S16 | . | T006 | 0.3 | 108.3158
DK_E_Offshore10 | . | S16 | . | T007 | 0.42 | 151.6421
DK_E_Offshore10 | . | S16 | . | T008 | 0.3 | 108.3158
DK_E_Offshore10 | . | S16 | . | T009 | 0.3 | 108.3158
DK_E_Offshore10 | . | S16 | . | T010 | 0.3 | 108.3158
DK_E_Offshore10 | . | S16 | . | T011 | 0.3 | 108.3158
DK_E_Offshore10 | . | S16 | . | T012 | 0.19 | 68.6
DK_E_Offshore10 | . | S16 | . | T013 | 0.12 | 43.3263
DK_E_Offshore10 | . | S16 | . | T014 | 0.12 | 43.3263
DK_E_Offshore10 | . | S16 | . | T015 | 0.06 | 21.6632
DK_E_Offshore10 | . | S16 | . | T016 | 0.06 | 21.6632
DK_E_Offshore10 | . | S16 | . | T017 | 0.06 | 21.6632
DK_E_Offshore10 | . | S16 | . | T018 | 0.06 | 21.6632
DK_E_Offshore10 | . | S16 | . | T019 | 0.06 | 21.6632
DK_E_Offshore10 | . | S16 | . | T020 | 0.06 | 21.6632
DK_E_Offshore10 | . | S16 | . | T021 | 0.06 | 21.6632
DK_E_Offshore10 | . | S16 | . | T022 | 0.06 | 21.6632
DK_E_Offshore10 | . | S16 | . | T023 | 0.03 | 10.8316
DK_E_Offshore10 | . | S16 | . | T024 | 0 | 0
DK_E_Offshore10 | . | S16 | . | T025 | 0 | 0
DK_E_Offshore10 | . | S16 | . | T026 | 0 | 0
DK_E_Offshore10 | . | S16 | . | T027 | 0.03 | 10.8316
DK_E_Offshore10 | . | S16 | . | T028 | 0 | 0
DK_E_Offshore10 | . | S16 | . | T029 | 0 | 0
DK_E_Offshore10 | . | S16 | . | T030 | 0 | 0
DK_E_Offshore10 | . | S16 | . | T031 | 0 | 0
DK_E_Offshore10 | . | S16 | . | T032 | 0 | 0
DK_E_Offshore10 | . | S16 | . | T033 | 0.03 | 10.8316
DK_E_Offshore10 | . | S16 | . | T034 | 0.03 | 10.8316
DK_E_Offshore10 | . | S16 | . | T035 | 0.03 | 10.8316
DK_E_Offshore10 | . | S16 | . | T036 | 0.06 | 21.6632
DK_E_Offshore10 | . | S16 | . | T037 | 0.12 | 43.3263
DK_E_Offshore10 | . | S16 | . | T038 | 0.12 | 43.3263
DK_E_Offshore10 | . | S16 | . | T039 | 0.12 | 43.3263
DK_E_Offshore10 | . | S16 | . | T040 | 0.12 | 43.3263
DK_E_Offshore10 | . | S16 | . | T041 | 0.06 | 21.6632
DK_E_Offshore10 | . | S16 | . | T042 | 0.06 | 21.6632
DK_E_Offshore10 | . | S16 | . | T043 | 0.03 | 10.8316
DK_E_Offshore10 | . | S16 | . | T044 | 0 | 0
DK_E_Offshore10 | . | S16 | . | T045 | 0 | 0
DK_E_Offshore10 | . | S16 | . | T046 | 0 | 0
DK_E_Offshore10 | . | S16 | . | T047 | 0 | 0
DK_E_Offshore10 | . | S16 | . | T048 | 0.03 | 10.8316
DK_E_Offshore10 | . | S16 | . | T049 | 0.03 | 10.8316
DK_E_Offshore10 | . | S16 | . | T050 | 0.06 | 21.6632
DK_E_Offshore10 | . | S16 | . | T051 | 0.12 | 43.3263
DK_E_Offshore10 | . | S16 | . | T052 | 0.3 | 108.3158
DK_E_Offshore10 | . | S16 | . | T053 | 0.3 | 108.3158
DK_E_Offshore10 | . | S16 | . | T054 | 0.3 | 108.3158
DK_E_Offshore10 | . | S16 | . | T055 | 0.42 | 151.6421
DK_E_Offshore10 | . | S16 | . | T056 | 0.42 | 151.6421
DK_E_Offshore10 | . | S16 | . | T057 | 0.57 | 205.8
DK_E_Offshore10 | . | S16 | . | T058 | 0.72 | 259.958
DK_E_Offshore10 | . | S16 | . | T059 | 0.72 | 259.958
DK_E_Offshore10 | . | S16 | . | T060 | 0.72 | 259.958
DK_E_Offshore10 | . | S16 | . | T061 | 0.72 | 259.958
DK_E_Offshore10 | . | S16 | . | T062 | 0.72 | 259.958
DK_E_Offshore10 | . | S16 | . | T063 | 0.57 | 205.8
DK_E_Offshore10 | . | S16 | . | T064 | 0.57 | 205.8
DK_E_Offshore10 | . | S16 | . | T065 | 0.57 | 205.8
DK_E_Offshore10 | . | S16 | . | T066 | 0.72 | 259.958
DK_E_Offshore10 | . | S16 | . | T067 | 0.72 | 259.958
DK_E_Offshore10 | . | S16 | . | T068 | 0.57 | 205.8
DK_E_Offshore10 | . | S16 | . | T069 | 0.42 | 151.6421
DK_E_Offshore10 | . | S16 | . | T070 | 0.42 | 151.6421
DK_E_Offshore10 | . | S16 | . | T071 | 0.42 | 151.6421
DK_E_Offshore10 | . | S16 | . | T072 | 0.57 | 205.8
DK_E_Offshore10 | . | S16 | . | T073 | 0.72 | 259.958
DK_E_Offshore10 | . | S16 | . | T074 | 0.72 | 259.958
DK_E_Offshore10 | . | S16 | . | T075 | 0.72 | 259.958
DK_E_Offshore10 | . | S16 | . | T076 | 0.85 | 306.8948
DK_E_Offshore10 | . | S16 | . | T077 | 0.85 | 306.8948
DK_E_Offshore10 | . | S16 | . | T078 | 0.95 | 343.0001
DK_E_Offshore10 | . | S16 | . | T079 | 0.85 | 306.8948
DK_E_Offshore10 | . | S16 | . | T080 | 0.72 | 259.958
DK_E_Offshore10 | . | S16 | . | T081 | 0.72 | 259.958
DK_E_Offshore10 | . | S16 | . | T082 | 0.72 | 259.958
DK_E_Offshore10 | . | S16 | . | T083 | 0.72 | 259.958
DK_E_Offshore10 | . | S16 | . | T084 | 0.57 | 205.8
DK_E_Offshore10 | . | S16 | . | T085 | 0.42 | 151.6421
DK_E_Offshore10 | . | S16 | . | T086 | 0.19 | 68.6
DK_E_Offshore10 | . | S16 | . | T087 | 0.12 | 43.3263
DK_E_Offshore10 | . | S16 | . | T088 | 0.06 | 21.6632
DK_E_Offshore10 | . | S16 | . | T089 | 0.06 | 21.6632
DK_E_Offshore10 | . | S16 | . | T090 | 0.06 | 21.6632
DK_E_Offshore10 | . | S16 | . | T091 | 0.06 | 21.6632
DK_E_Offshore10 | . | S16 | . | T092 | 0.19 | 68.6
DK_E_Offshore10 | . | S16 | . | T093 | 0.3 | 108.3158
DK_E_Offshore10 | . | S16 | . | T094 | 0.3 | 108.3158
DK_E_Offshore10 | . | S16 | . | T095 | 0.42 | 151.6421
DK_E_Offshore10 | . | S16 | . | T096 | 0.42 | 151.6421
DK_E_Offshore10 | . | S16 | . | T097 | 0.42 | 151.6421
DK_E_Offshore10 | . | S16 | . | T098 | 0.42 | 151.6421
DK_E_Offshore10 | . | S16 | . | T099 | 0.3 | 108.3158
DK_E_Offshore10 | . | S16 | . | T100 | 0.3 | 108.3158
DK_E_Offshore10 | . | S16 | . | T101 | 0.19 | 68.6
DK_E_Offshore10 | . | S16 | . | T102 | 0.19 | 68.6
DK_E_Offshore10 | . | S16 | . | T103 | 0.3 | 108.3158
DK_E_Offshore10 | . | S16 | . | T104 | 0.42 | 151.6421
DK_E_Offshore10 | . | S16 | . | T105 | 0.42 | 151.6421
DK_E_Offshore10 | . | S16 | . | T106 | 0.42 | 151.6421
DK_E_Offshore10 | . | S16 | . | T107 | 0.42 | 151.6421
DK_E_Offshore10 | . | S16 | . | T108 | 0.42 | 151.6421
DK_E_Offshore10 | . | S16 | . | T109 | 0.3 | 108.3158
DK_E_Offshore10 | . | S16 | . | T110 | 0.19 | 68.6
DK_E_Offshore10 | . | S16 | . | T111 | 0.06 | 21.6632
DK_E_Offshore10 | . | S16 | . | T112 | 0.06 | 21.6632
DK_E_Offshore10 | . | S16 | . | T113 | 0.06 | 21.6632
DK_E_Offshore10 | . | S16 | . | T114 | 0.19 | 68.6
DK_E_Offshore10 | . | S16 | . | T115 | 0.19 | 68.6
DK_E_Offshore10 | . | S16 | . | T116 | 0.19 | 68.6
DK_E_Offshore10 | . | S16 | . | T117 | 0.19 | 68.6
DK_E_Offshore10 | . | S16 | . | T118 | 0.19 | 68.6
DK_E_Offshore10 | . | S16 | . | T119 | 0.19 | 68.6
DK_E_Offshore10 | . | S16 | . | T120 | 0.19 | 68.6
DK_E_Offshore10 | . | S16 | . | T121 | 0.12 | 43.3263
DK_E_Offshore10 | . | S16 | . | T122 | 0.12 | 43.3263
DK_E_Offshore10 | . | S16 | . | T123 | 0.06 | 21.6632
DK_E_Offshore10 | . | S16 | . | T124 | 0.03 | 10.8316
DK_E_Offshore10 | . | S16 | . | T125 | 0.03 | 10.8316
DK_E_Offshore10 | . | S16 | . | T126 | 0 | 0
DK_E_Offshore10 | . | S16 | . | T127 | 0 | 0
DK_E_Offshore10 | . | S16 | . | T128 | 0.03 | 10.8316
DK_E_Offshore10 | . | S16 | . | T129 | 0.03 | 10.8316
DK_E_Offshore10 | . | S16 | . | T130 | 0.03 | 10.8316
DK_E_Offshore10 | . | S16 | . | T131 | 0 | 0
DK_E_Offshore10 | . | S16 | . | T132 | 0 | 0
DK_E_Offshore10 | . | S16 | . | T133 | 0 | 0
DK_E_Offshore10 | . | S16 | . | T134 | 0 | 0
DK_E_Offshore10 | . | S16 | . | T135 | 0 | 0
DK_E_Offshore10 | . | S16 | . | T136 | 0.06 | 21.6632
DK_E_Offshore10 | . | S16 | . | T137 | 0.12 | 43.3263
DK_E_Offshore10 | . | S16 | . | T138 | 0.12 | 43.3263
DK_E_Offshore10 | . | S16 | . | T139 | 0.19 | 68.6
DK_E_Offshore10 | . | S16 | . | T140 | 0.19 | 68.6
DK_E_Offshore10 | . | S16 | . | T141 | 0.19 | 68.6
DK_E_Offshore10 | . | S16 | . | T142 | 0.19 | 68.6
DK_E_Offshore10 | . | S16 | . | T143 | 0.19 | 68.6
DK_E_Offshore10 | . | S16 | . | T144 | 0.3 | 108.3158
DK_E_Offshore10 | . | S16 | . | T145 | 0.3 | 108.3158
DK_E_Offshore10 | . | S16 | . | T146 | 0.3 | 108.3158
DK_E_Offshore10 | . | S16 | . | T147 | 0.3 | 108.3158
DK_E_Offshore10 | . | S16 | . | T148 | 0.3 | 108.3158
DK_E_Offshore10 | . | S16 | . | T149 | 0.42 | 151.6421
DK_E_Offshore10 | . | S16 | . | T150 | 0.42 | 151.6421
DK_E_Offshore10 | . | S16 | . | T151 | 0.3 | 108.3158
DK_E_Offshore10 | . | S16 | . | T152 | 0.3 | 108.3158
DK_E_Offshore10 | . | S16 | . | T153 | 0.3 | 108.3158
DK_E_Offshore10 | . | S16 | . | T154 | 0.19 | 68.6
DK_E_Offshore10 | . | S16 | . | T155 | 0.19 | 68.6
DK_E_Offshore10 | . | S16 | . | T156 | 0.3 | 108.3158
DK_E_Offshore10 | . | S16 | . | T157 | 0.3 | 108.3158
DK_E_Offshore10 | . | S16 | . | T158 | 0.19 | 68.6
DK_E_Offshore10 | . | S16 | . | T159 | 0.19 | 68.6
DK_E_Offshore10 | . | S16 | . | T160 | 0.12 | 43.3263
DK_E_Offshore10 | . | S16 | . | T161 | 0.06 | 21.6632
DK_E_Offshore10 | . | S16 | . | T162 | 0.06 | 21.6632
DK_E_Offshore10 | . | S16 | . | T163 | 0.06 | 21.6632
DK_E_Offshore10 | . | S16 | . | T164 | 0.19 | 68.6
DK_E_Offshore10 | . | S16 | . | T165 | 0.42 | 151.6421
DK_E_Offshore10 | . | S16 | . | T166 | 0.57 | 205.8
DK_E_Offshore10 | . | S16 | . | T167 | 0.42 | 151.6421
DK_E_Offshore10 | . | S16 | . | T168 | 0.42 | 151.6421
DK_E_Offshore10 | . | S17 | . | T001 | 0.3 | 108.3158
DK_E_Offshore10 | . | S17 | . | T002 | 0.42 | 151.6421
DK_E_Offshore10 | . | S17 | . | T003 | 0.42 | 151.6421
DK_E_Offshore10 | . | S17 | . | T004 | 0.42 | 151.6421
DK_E_Offshore10 | . | S17 | . | T005 | 0.42 | 151.6421
DK_E_Offshore10 | . | S17 | . | T006 | 0.42 | 151.6421
DK_E_Offshore10 | . | S17 | . | T007 | 0.42 | 151.6421
DK_E_Offshore10 | . | S17 | . | T008 | 0.57 | 205.8
DK_E_Offshore10 | . | S17 | . | T009 | 0.57 | 205.8
DK_E_Offshore10 | . | S17 | . | T010 | 0.57 | 205.8
DK_E_Offshore10 | . | S17 | . | T011 | 0.42 | 151.6421
DK_E_Offshore10 | . | S17 | . | T012 | 0.42 | 151.6421
DK_E_Offshore10 | . | S17 | . | T013 | 0.3 | 108.3158
DK_E_Offshore10 | . | S17 | . | T014 | 0.3 | 108.3158
DK_E_Offshore10 | . | S17 | . | T015 | 0.3 | 108.3158
DK_E_Offshore10 | . | S17 | . | T016 | 0.3 | 108.3158
DK_E_Offshore10 | . | S17 | . | T017 | 0.3 | 108.3158
DK_E_Offshore10 | . | S17 | . | T018 | 0.42 | 151.6421
DK_E_Offshore10 | . | S17 | . | T019 | 0.42 | 151.6421
DK_E_Offshore10 | . | S17 | . | T020 | 0.57 | 205.8
DK_E_Offshore10 | . | S17 | . | T021 | 0.72 | 259.958
DK_E_Offshore10 | . | S17 | . | T022 | 0.57 | 205.8
DK_E_Offshore10 | . | S17 | . | T023 | 0.42 | 151.6421
DK_E_Offshore10 | . | S17 | . | T024 | 0.42 | 151.6421
DK_E_Offshore10 | . | S17 | . | T025 | 0.42 | 151.6421
DK_E_Offshore10 | . | S17 | . | T026 | 0.3 | 108.3158
DK_E_Offshore10 | . | S17 | . | T027 | 0.3 | 108.3158
DK_E_Offshore10 | . | S17 | . | T028 | 0.3 | 108.3158
DK_E_Offshore10 | . | S17 | . | T029 | 0.3 | 108.3158
DK_E_Offshore10 | . | S17 | . | T030 | 0.3 | 108.3158
DK_E_Offshore10 | . | S17 | . | T031 | 0.3 | 108.3158
DK_E_Offshore10 | . | S17 | . | T032 | 0.42 | 151.6421
DK_E_Offshore10 | . | S17 | . | T033 | 0.42 | 151.6421
DK_E_Offshore10 | . | S17 | . | T034 | 0.3 | 108.3158
DK_E_Offshore10 | . | S17 | . | T035 | 0.3 | 108.3158
DK_E_Offshore10 | . | S17 | . | T036 | 0.19 | 68.6
DK_E_Offshore10 | . | S17 | . | T037 | 0.3 | 108.3158
DK_E_Offshore10 | . | S17 | . | T038 | 0.3 | 108.3158
DK_E_Offshore10 | . | S17 | . | T039 | 0.42 | 151.6421
DK_E_Offshore10 | . | S17 | . | T040 | 0.42 | 151.6421
DK_E_Offshore10 | . | S17 | . | T041 | 0.57 | 205.8
DK_E_Offshore10 | . | S17 | . | T042 | 0.57 | 205.8
DK_E_Offshore10 | . | S17 | . | T043 | 0.57 | 205.8
DK_E_Offshore10 | . | S17 | . | T044 | 0.42 | 151.6421
DK_E_Offshore10 | . | S17 | . | T045 | 0.42 | 151.6421
DK_E_Offshore10 | . | S17 | . | T046 | 0.42 | 151.6421
DK_E_Offshore10 | . | S17 | . | T047 | 0.57 | 205.8
DK_E_Offshore10 | . | S17 | . | T048 | 0.57 | 205.8
DK_E_Offshore10 | . | S17 | . | T049 | 0.72 | 259.958
DK_E_Offshore10 | . | S17 | . | T050 | 0.72 | 259.958
DK_E_Offshore10 | . | S17 | . | T051 | 0.72 | 259.958
DK_E_Offshore10 | . | S17 | . | T052 | 0.72 | 259.958
DK_E_Offshore10 | . | S17 | . | T053 | 0.57 | 205.8
DK_E_Offshore10 | . | S17 | . | T054 | 0.42 | 151.6421
DK_E_Offshore10 | . | S17 | . | T055 | 0.42 | 151.6421
DK_E_Offshore10 | . | S17 | . | T056 | 0.3 | 108.3158
DK_E_Offshore10 | . | S17 | . | T057 | 0.3 | 108.3158
DK_E_Offshore10 | . | S17 | . | T058 | 0.19 | 68.6
DK_E_Offshore10 | . | S17 | . | T059 | 0.19 | 68.6
DK_E_Offshore10 | . | S17 | . | T060 | 0.19 | 68.6
DK_E_Offshore10 | . | S17 | . | T061 | 0.12 | 43.3263
DK_E_Offshore10 | . | S17 | . | T062 | 0.06 | 21.6632
DK_E_Offshore10 | . | S17 | . | T063 | 0 | 0
DK_E_Offshore10 | . | S17 | . | T064 | 0 | 0
DK_E_Offshore10 | . | S17 | . | T065 | 0 | 0
DK_E_Offshore10 | . | S17 | . | T066 | 0.03 | 10.8316
DK_E_Offshore10 | . | S17 | . | T067 | 0.06 | 21.6632
DK_E_Offshore10 | . | S17 | . | T068 | 0.19 | 68.6
DK_E_Offshore10 | . | S17 | . | T069 | 0.3 | 108.3158
DK_E_Offshore10 | . | S17 | . | T070 | 0.42 | 151.6421
DK_E_Offshore10 | . | S17 | . | T071 | 0.57 | 205.8
DK_E_Offshore10 | . | S17 | . | T072 | 0.85 | 306.8948
DK_E_Offshore10 | . | S17 | . | T073 | 0.95 | 343.0001
DK_E_Offshore10 | . | S17 | . | T074 | 0.99 | 357.4422
DK_E_Offshore10 | . | S17 | . | T075 | 0.99 | 357.4422
DK_E_Offshore10 | . | S17 | . | T076 | 0.99 | 357.4422
DK_E_Offshore10 | . | S17 | . | T077 | 0.99 | 357.4422
DK_E_Offshore10 | . | S17 | . | T078 | 0.95 | 343.0001
DK_E_Offshore10 | . | S17 | . | T079 | 0.85 | 306.8948
DK_E_Offshore10 | . | S17 | . | T080 | 0.42 | 151.6421
DK_E_Offshore10 | . | S17 | . | T081 | 0.3 | 108.3158
DK_E_Offshore10 | . | S17 | . | T082 | 0.19 | 68.6
DK_E_Offshore10 | . | S17 | . | T083 | 0.12 | 43.3263
DK_E_Offshore10 | . | S17 | . | T084 | 0.03 | 10.8316
DK_E_Offshore10 | . | S17 | . | T085 | 0.12 | 43.3263
DK_E_Offshore10 | . | S17 | . | T086 | 0.3 | 108.3158
DK_E_Offshore10 | . | S17 | . | T087 | 0.3 | 108.3158
DK_E_Offshore10 | . | S17 | . | T088 | 0.19 | 68.6
DK_E_Offshore10 | . | S17 | . | T089 | 0.06 | 21.6632
DK_E_Offshore10 | . | S17 | . | T090 | 0.03 | 10.8316
DK_E_Offshore10 | . | S17 | . | T091 | 0.03 | 10.8316
DK_E_Offshore10 | . | S17 | . | T092 | 0.03 | 10.8316
DK_E_Offshore10 | . | S17 | . | T093 | 0.3 | 108.3158
DK_E_Offshore10 | . | S17 | . | T094 | 0.42 | 151.6421
DK_E_Offshore10 | . | S17 | . | T095 | 0.85 | 306.8948
DK_E_Offshore10 | . | S17 | . | T096 | 0.57 | 205.8
DK_E_Offshore10 | . | S17 | . | T097 | 0.42 | 151.6421
DK_E_Offshore10 | . | S17 | . | T098 | 0.42 | 151.6421
DK_E_Offshore10 | . | S17 | . | T099 | 0.42 | 151.6421
DK_E_Offshore10 | . | S17 | . | T100 | 0.42 | 151.6421
DK_E_Offshore10 | . | S17 | . | T101 | 0.57 | 205.8
DK_E_Offshore10 | . | S17 | . | T102 | 0.57 | 205.8
DK_E_Offshore10 | . | S17 | . | T103 | 0.72 | 259.958
DK_E_Offshore10 | . | S17 | . | T104 | 0.72 | 259.958
DK_E_Offshore10 | . | S17 | . | T105 | 0.57 | 205.8
DK_E_Offshore10 | . | S17 | . | T106 | 0.57 | 205.8
DK_E_Offshore10 | . | S17 | . | T107 | 0.57 | 205.8
DK_E_Offshore10 | . | S17 | . | T108 | 0.3 | 108.3158
DK_E_Offshore10 | . | S17 | . | T109 | 0.12 | 43.3263
DK_E_Offshore10 | . | S17 | . | T110 | 0.03 | 10.8316
DK_E_Offshore10 | . | S17 | . | T111 | 0 | 0
DK_E_Offshore10 | . | S17 | . | T112 | 0 | 0
DK_E_Offshore10 | . | S17 | . | T113 | 0.06 | 21.6632
DK_E_Offshore10 | . | S17 | . | T114 | 0.06 | 21.6632
DK_E_Offshore10 | . | S17 | . | T115 | 0.12 | 43.3263
DK_E_Offshore10 | . | S17 | . | T116 | 0.19 | 68.6
DK_E_Offshore10 | . | S17 | . | T117 | 0.3 | 108.3158
DK_E_Offshore10 | . | S17 | . | T118 | 0.42 | 151.6421
DK_E_Offshore10 | . | S17 | . | T119 | 0.42 | 151.6421
DK_E_Offshore10 | . | S17 | . | T120 | 0.3 | 108.3158
DK_E_Offshore10 | . | S17 | . | T121 | 0.19 | 68.6
DK_E_Offshore10 | . | S17 | . | T122 | 0.19 | 68.6
DK_E_Offshore10 | . | S17 | . | T123 | 0.3 | 108.3158
DK_E_Offshore10 | . | S17 | . | T124 | 0.3 | 108.3158
DK_E_Offshore10 | . | S17 | . | T125 | 0.19 | 68.6
DK_E_Offshore10 | . | S17 | . | T126 | 0.19 | 68.6
DK_E_Offshore10 | . | S17 | . | T127 | 0.19 | 68.6
DK_E_Offshore10 | . | S17 | . | T128 | 0.42 | 151.6421
DK_E_Offshore10 | . | S17 | . | T129 | 0.57 | 205.8
DK_E_Offshore10 | . | S17 | . | T130 | 0.42 | 151.6421
DK_E_Offshore10 | . | S17 | . | T131 | 0.42 | 151.6421
DK_E_Offshore10 | . | S17 | . | T132 | 0.3 | 108.3158
DK_E_Offshore10 | . | S17 | . | T133 | 0.12 | 43.3263
DK_E_Offshore10 | . | S17 | . | T134 | 0.03 | 10.8316
DK_E_Offshore10 | . | S17 | . | T135 | 0 | 0
DK_E_Offshore10 | . | S17 | . | T136 | 0 | 0
DK_E_Offshore10 | . | S17 | . | T137 | 0 | 0
DK_E_Offshore10 | . | S17 | . | T138 | 0 | 0
DK_E_Offshore10 | . | S17 | . | T139 | 0.06 | 21.6632
DK_E_Offshore10 | . | S17 | . | T140 | 0.3 | 108.3158
DK_E_Offshore10 | . | S17 | . | T141 | 0.19 | 68.6
DK_E_Offshore10 | . | S17 | . | T142 | 0.06 | 21.6632
DK_E_Offshore10 | . | S17 | . | T143 | 0 | 0
DK_E_Offshore10 | . | S17 | . | T144 | 0 | 0
DK_E_Offshore10 | . | S17 | . | T145 | 0.03 | 10.8316
DK_E_Offshore10 | . | S17 | . | T146 | 0.06 | 21.6632
DK_E_Offshore10 | . | S17 | . | T147 | 0.12 | 43.3263
DK_E_Offshore10 | . | S17 | . | T148 | 0.03 | 10.8316
DK_E_Offshore10 | . | S17 | . | T149 | 0 | 0
DK_E_Offshore10 | . | S17 | . | T150 | 0 | 0
DK_E_Offshore10 | . | S17 | . | T151 | 0 | 0
DK_E_Offshore10 | . | S17 | . | T152 | 0 | 0
DK_E_Offshore10 | . | S17 | . | T153 | 0 | 0
DK_E_Offshore10 | . | S17 | . | T154 | 0 | 0
DK_E_Offshore10 | . | S17 | . | T155 | 0.03 | 10.8316
DK_E_Offshore10 | . | S17 | . | T156 | 0.12 | 43.3263
DK_E_Offshore10 | . | S17 | . | T157 | 0.12 | 43.3263
DK_E_Offshore10 | . | S17 | . | T158 | 0.19 | 68.6
DK_E_Offshore10 | . | S17 | . | T159 | 0.3 | 108.3158
DK_E_Offshore10 | . | S17 | . | T160 | 0.42 | 151.6421
DK_E_Offshore10 | . | S17 | . | T161 | 0.3 | 108.3158
DK_E_Offshore10 | . | S17 | . | T162 | 0.19 | 68.6
DK_E_Offshore10 | . | S17 | . | T163 | 0.3 | 108.3158
DK_E_Offshore10 | . | S17 | . | T164 | 0.99 | 357.4422
DK_E_Offshore10 | . | S17 | . | T165 | 1 | 361.0527
DK_E_Offshore10 | . | S17 | . | T166 | 0.95 | 343.0001
DK_E_Offshore10 | . | S17 | . | T167 | 0.72 | 259.958
DK_E_Offshore10 | . | S17 | . | T168 | 0.42 | 151.6421
DK_E_Offshore10 | . | S18 | . | T001 | 0.42 | 151.6421
DK_E_Offshore10 | . | S18 | . | T002 | 0.3 | 108.3158
DK_E_Offshore10 | . | S18 | . | T003 | 0.3 | 108.3158
DK_E_Offshore10 | . | S18 | . | T004 | 0.3 | 108.3158
DK_E_Offshore10 | . | S18 | . | T005 | 0.3 | 108.3158
DK_E_Offshore10 | . | S18 | . | T006 | 0.3 | 108.3158
DK_E_Offshore10 | . | S18 | . | T007 | 0.42 | 151.6421
DK_E_Offshore10 | . | S18 | . | T008 | 0.57 | 205.8
DK_E_Offshore10 | . | S18 | . | T009 | 0.42 | 151.6421
DK_E_Offshore10 | . | S18 | . | T010 | 0.57 | 205.8
DK_E_Offshore10 | . | S18 | . | T011 | 0.42 | 151.6421
DK_E_Offshore10 | . | S18 | . | T012 | 0.3 | 108.3158
DK_E_Offshore10 | . | S18 | . | T013 | 0.12 | 43.3263
DK_E_Offshore10 | . | S18 | . | T014 | 0.03 | 10.8316
DK_E_Offshore10 | . | S18 | . | T015 | 0 | 0
DK_E_Offshore10 | . | S18 | . | T016 | 0 | 0
DK_E_Offshore10 | . | S18 | . | T017 | 0 | 0
DK_E_Offshore10 | . | S18 | . | T018 | 0.06 | 21.6632
DK_E_Offshore10 | . | S18 | . | T019 | 0.19 | 68.6
DK_E_Offshore10 | . | S18 | . | T020 | 0.42 | 151.6421
DK_E_Offshore10 | . | S18 | . | T021 | 0.57 | 205.8
DK_E_Offshore10 | . | S18 | . | T022 | 0.57 | 205.8
DK_E_Offshore10 | . | S18 | . | T023 | 0.57 | 205.8
DK_E_Offshore10 | . | S18 | . | T024 | 0.57 | 205.8
DK_E_Offshore10 | . | S18 | . | T025 | 0.57 | 205.8
DK_E_Offshore10 | . | S18 | . | T026 | 0.57 | 205.8
DK_E_Offshore10 | . | S18 | . | T027 | 0.42 | 151.6421
DK_E_Offshore10 | . | S18 | . | T028 | 0.42 | 151.6421
DK_E_Offshore10 | . | S18 | . | T029 | 0.3 | 108.3158
DK_E_Offshore10 | . | S18 | . | T030 | 0.06 | 21.6632
DK_E_Offshore10 | . | S18 | . | T031 | 0.03 | 10.8316
DK_E_Offshore10 | . | S18 | . | T032 | 0.12 | 43.3263
DK_E_Offshore10 | . | S18 | . | T033 | 0.3 | 108.3158
DK_E_Offshore10 | . | S18 | . | T034 | 0.19 | 68.6
DK_E_Offshore10 | . | S18 | . | T035 | 0.12 | 43.3263
DK_E_Offshore10 | . | S18 | . | T036 | 0.12 | 43.3263
DK_E_Offshore10 | . | S18 | . | T037 | 0.06 | 21.6632
DK_E_Offshore10 | . | S18 | . | T038 | 0.06 | 21.6632
DK_E_Offshore10 | . | S18 | . | T039 | 0.06 | 21.6632
DK_E_Offshore10 | . | S18 | . | T040 | 0.06 | 21.6632
DK_E_Offshore10 | . | S18 | . | T041 | 0.03 | 10.8316
DK_E_Offshore10 | . | S18 | . | T042 | 0.03 | 10.8316
DK_E_Offshore10 | . | S18 | . | T043 | 0.03 | 10.8316
DK_E_Offshore10 | . | S18 | . | T044 | 0.03 | 10.8316
DK_E_Offshore10 | . | S18 | . | T045 | 0 | 0
DK_E_Offshore10 | . | S18 | . | T046 | 0 | 0
DK_E_Offshore10 | . | S18 | . | T047 | 0 | 0
DK_E_Offshore10 | . | S18 | . | T048 | 0.03 | 10.8316
DK_E_Offshore10 | . | S18 | . | T049 | 0.12 | 43.3263
DK_E_Offshore10 | . | S18 | . | T050 | 0.19 | 68.6
DK_E_Offshore10 | . | S18 | . | T051 | 0.3 | 108.3158
DK_E_Offshore10 | . | S18 | . | T052 | 0.3 | 108.3158
DK_E_Offshore10 | . | S18 | . | T053 | 0.19 | 68.6
DK_E_Offshore10 | . | S18 | . | T054 | 0.3 | 108.3158
DK_E_Offshore10 | . | S18 | . | T055 | 0.3 | 108.3158
DK_E_Offshore10 | . | S18 | . | T056 | 0.57 | 205.8
DK_E_Offshore10 | . | S18 | . | T057 | 0.57 | 205.8
DK_E_Offshore10 | . | S18 | . | T058 | 0.42 | 151.6421
DK_E_Offshore10 | . | S18 | . | T059 | 0.3 | 108.3158
DK_E_Offshore10 | . | S18 | . | T060 | 0.3 | 108.3158
DK_E_Offshore10 | . | S18 | . | T061 | 0.3 | 108.3158
DK_E_Offshore10 | . | S18 | . | T062 | 0.3 | 108.3158
DK_E_Offshore10 | . | S18 | . | T063 | 0.19 | 68.6
DK_E_Offshore10 | . | S18 | . | T064 | 0.19 | 68.6
DK_E_Offshore10 | . | S18 | . | T065 | 0.19 | 68.6
DK_E_Offshore10 | . | S18 | . | T066 | 0.19 | 68.6
DK_E_Offshore10 | . | S18 | . | T067 | 0.3 | 108.3158
DK_E_Offshore10 | . | S18 | . | T068 | 0.42 | 151.6421
DK_E_Offshore10 | . | S18 | . | T069 | 0.42 | 151.6421
DK_E_Offshore10 | . | S18 | . | T070 | 0.42 | 151.6421
DK_E_Offshore10 | . | S18 | . | T071 | 0.3 | 108.3158
DK_E_Offshore10 | . | S18 | . | T072 | 0.12 | 43.3263
DK_E_Offshore10 | . | S18 | . | T073 | 0.06 | 21.6632
DK_E_Offshore10 | . | S18 | . | T074 | 0.03 | 10.8316
DK_E_Offshore10 | . | S18 | . | T075 | 0 | 0
DK_E_Offshore10 | . | S18 | . | T076 | 0 | 0
DK_E_Offshore10 | . | S18 | . | T077 | 0.03 | 10.8316
DK_E_Offshore10 | . | S18 | . | T078 | 0.12 | 43.3263
DK_E_Offshore10 | . | S18 | . | T079 | 0.12 | 43.3263
DK_E_Offshore10 | . | S18 | . | T080 | 0.06 | 21.6632
DK_E_Offshore10 | . | S18 | . | T081 | 0.03 | 10.8316
DK_E_Offshore10 | . | S18 | . | T082 | 0 | 0
DK_E_Offshore10 | . | S18 | . | T083 | 0 | 0
DK_E_Offshore10 | . | S18 | . | T084 | 0 | 0
DK_E_Offshore10 | . | S18 | . | T085 | 0.03 | 10.8316
DK_E_Offshore10 | . | S18 | . | T086 | 0.06 | 21.6632
DK_E_Offshore10 | . | S18 | . | T087 | 0.19 | 68.6
DK_E_Offshore10 | . | S18 | . | T088 | 0.3 | 108.3158
DK_E_Offshore10 | . | S18 | . | T089 | 0.42 | 151.6421
DK_E_Offshore10 | . | S18 | . | T090 | 0.42 | 151.6421
DK_E_Offshore10 | . | S18 | . | T091 | 0.42 | 151.6421
DK_E_Offshore10 | . | S18 | . | T092 | 0.42 | 151.6421
DK_E_Offshore10 | . | S18 | . | T093 | 0.42 | 151.6421
DK_E_Offshore10 | . | S18 | . | T094 | 0.57 | 205.8
DK_E_Offshore10 | . | S18 | . | T095 | 0.57 | 205.8
DK_E_Offshore10 | . | S18 | . | T096 | 0.42 | 151.6421
DK_E_Offshore10 | . | S18 | . | T097 | 0.57 | 205.8
DK_E_Offshore10 | . | S18 | . | T098 | 0.57 | 205.8
DK_E_Offshore10 | . | S18 | . | T099 | 0.57 | 205.8
DK_E_Offshore10 | . | S18 | . | T100 | 0.57 | 205.8
DK_E_Offshore10 | . | S18 | . | T101 | 0.57 | 205.8
DK_E_Offshore10 | . | S18 | . | T102 | 0.72 | 259.958
DK_E_Offshore10 | . | S18 | . | T103 | 0.57 | 205.8
DK_E_Offshore10 | . | S18 | . | T104 | 0.57 | 205.8
DK_E_Offshore10 | . | S18 | . | T105 | 0.42 | 151.6421
DK_E_Offshore10 | . | S18 | . | T106 | 0.42 | 151.6421
DK_E_Offshore10 | . | S18 | . | T107 | 0.3 | 108.3158
DK_E_Offshore10 | . | S18 | . | T108 | 0.42 | 151.6421
DK_E_Offshore10 | . | S18 | . | T109 | 0.57 | 205.8
DK_E_Offshore10 | . | S18 | . | T110 | 0.72 | 259.958
DK_E_Offshore10 | . | S18 | . | T111 | 0.85 | 306.8948
DK_E_Offshore10 | . | S18 | . | T112 | 0.85 | 306.8948
DK_E_Offshore10 | . | S18 | . | T113 | 0.85 | 306.8948
DK_E_Offshore10 | . | S18 | . | T114 | 0.57 | 205.8
DK_E_Offshore10 | . | S18 | . | T115 | 0.42 | 151.6421
DK_E_Offshore10 | . | S18 | . | T116 | 0.3 | 108.3158
DK_E_Offshore10 | . | S18 | . | T117 | 0.19 | 68.6
DK_E_Offshore10 | . | S18 | . | T118 | 0.72 | 259.958
DK_E_Offshore10 | . | S18 | . | T119 | 0.42 | 151.6421
DK_E_Offshore10 | . | S18 | . | T120 | 0.42 | 151.6421
DK_E_Offshore10 | . | S18 | . | T121 | 0.57 | 205.8
DK_E_Offshore10 | . | S18 | . | T122 | 0.42 | 151.6421
DK_E_Offshore10 | . | S18 | . | T123 | 0.12 | 43.3263
DK_E_Offshore10 | . | S18 | . | T124 | 0.3 | 108.3158
DK_E_Offshore10 | . | S18 | . | T125 | 0.19 | 68.6
DK_E_Offshore10 | . | S18 | . | T126 | 0.3 | 108.3158
DK_E_Offshore10 | . | S18 | . | T127 | 0.3 | 108.3158
DK_E_Offshore10 | . | S18 | . | T128 | 0.3 | 108.3158
DK_E_Offshore10 | . | S18 | . | T129 | 0.3 | 108.3158
DK_E_Offshore10 | . | S18 | . | T130 | 0.19 | 68.6
DK_E_Offshore10 | . | S18 | . | T131 | 0.19 | 68.6
DK_E_Offshore10 | . | S18 | . | T132 | 0.3 | 108.3158
DK_E_Offshore10 | . | S18 | . | T133 | 0.42 | 151.6421
DK_E_Offshore10 | . | S18 | . | T134 | 0.42 | 151.6421
DK_E_Offshore10 | . | S18 | . | T135 | 0.3 | 108.3158
DK_E_Offshore10 | . | S18 | . | T136 | 0.19 | 68.6
DK_E_Offshore10 | . | S18 | . | T137 | 0.12 | 43.3263
DK_E_Offshore10 | . | S18 | . | T138 | 0.12 | 43.3263
DK_E_Offshore10 | . | S18 | . | T139 | 0.12 | 43.3263
DK_E_Offshore10 | . | S18 | . | T140 | 0.06 | 21.6632
DK_E_Offshore10 | . | S18 | . | T141 | 0.06 | 21.6632
DK_E_Offshore10 | . | S18 | . | T142 | 0.12 | 43.3263
DK_E_Offshore10 | . | S18 | . | T143 | 0.19 | 68.6
DK_E_Offshore10 | . | S18 | . | T144 | 0.3 | 108.3158
DK_E_Offshore10 | . | S18 | . | T145 | 0.3 | 108.3158
DK_E_Offshore10 | . | S18 | . | T146 | 0.3 | 108.3158
DK_E_Offshore10 | . | S18 | . | T147 | 0.3 | 108.3158
DK_E_Offshore10 | . | S18 | . | T148 | 0.42 | 151.6421
DK_E_Offshore10 | . | S18 | . | T149 | 0.42 | 151.6421
DK_E_Offshore10 | . | S18 | . | T150 | 0.42 | 151.6421
DK_E_Offshore10 | . | S18 | . | T151 | 0.42 | 151.6421
DK_E_Offshore10 | . | S18 | . | T152 | 0.42 | 151.6421
DK_E_Offshore10 | . | S18 | . | T153 | 0.42 | 151.6421
DK_E_Offshore10 | . | S18 | . | T154 | 0.42 | 151.6421
DK_E_Offshore10 | . | S18 | . | T155 | 0.3 | 108.3158
DK_E_Offshore10 | . | S18 | . | T156 | 0.3 | 108.3158
DK_E_Offshore10 | . | S18 | . | T157 | 0.3 | 108.3158
DK_E_Offshore10 | . | S18 | . | T158 | 0.19 | 68.6
DK_E_Offshore10 | . | S18 | . | T159 | 0.19 | 68.6
DK_E_Offshore10 | . | S18 | . | T160 | 0.19 | 68.6
DK_E_Offshore10 | . | S18 | . | T161 | 0.19 | 68.6
DK_E_Offshore10 | . | S18 | . | T162 | 0.19 | 68.6
DK_E_Offshore10 | . | S18 | . | T163 | 0.3 | 108.3158
DK_E_Offshore10 | . | S18 | . | T164 | 0.57 | 205.8
DK_E_Offshore10 | . | S18 | . | T165 | 0.57 | 205.8
DK_E_Offshore10 | . | S18 | . | T166 | 0.72 | 259.958
DK_E_Offshore10 | . | S18 | . | T167 | 0.72 | 259.958
DK_E_Offshore10 | . | S18 | . | T168 | 0.72 | 259.958
DK_E_Offshore10 | . | S19 | . | T001 | 0.72 | 259.958
DK_E_Offshore10 | . | S19 | . | T002 | 0.85 | 306.8948
DK_E_Offshore10 | . | S19 | . | T003 | 0.72 | 259.958
DK_E_Offshore10 | . | S19 | . | T004 | 0.72 | 259.958
DK_E_Offshore10 | . | S19 | . | T005 | 0.72 | 259.958
DK_E_Offshore10 | . | S19 | . | T006 | 0.72 | 259.958
DK_E_Offshore10 | . | S19 | . | T007 | 0.72 | 259.958
DK_E_Offshore10 | . | S19 | . | T008 | 0.85 | 306.8948
DK_E_Offshore10 | . | S19 | . | T009 | 0.72 | 259.958
DK_E_Offshore10 | . | S19 | . | T010 | 0.72 | 259.958
DK_E_Offshore10 | . | S19 | . | T011 | 0.72 | 259.958
DK_E_Offshore10 | . | S19 | . | T012 | 0.85 | 306.8948
DK_E_Offshore10 | . | S19 | . | T013 | 0.85 | 306.8948
DK_E_Offshore10 | . | S19 | . | T014 | 0.85 | 306.8948
DK_E_Offshore10 | . | S19 | . | T015 | 0.85 | 306.8948
DK_E_Offshore10 | . | S19 | . | T016 | 0.72 | 259.958
DK_E_Offshore10 | . | S19 | . | T017 | 0.72 | 259.958
DK_E_Offshore10 | . | S19 | . | T018 | 0.72 | 259.958
DK_E_Offshore10 | . | S19 | . | T019 | 0.85 | 306.8948
DK_E_Offshore10 | . | S19 | . | T020 | 0.85 | 306.8948
DK_E_Offshore10 | . | S19 | . | T021 | 0.95 | 343.0001
DK_E_Offshore10 | . | S19 | . | T022 | 0.95 | 343.0001
DK_E_Offshore10 | . | S19 | . | T023 | 0.85 | 306.8948
DK_E_Offshore10 | . | S19 | . | T024 | 0.85 | 306.8948
DK_E_Offshore10 | . | S19 | . | T025 | 0.85 | 306.8948
DK_E_Offshore10 | . | S19 | . | T026 | 0.72 | 259.958
DK_E_Offshore10 | . | S19 | . | T027 | 0.72 | 259.958
DK_E_Offshore10 | . | S19 | . | T028 | 0.72 | 259.958
DK_E_Offshore10 | . | S19 | . | T029 | 0.72 | 259.958
DK_E_Offshore10 | . | S19 | . | T030 | 0.57 | 205.8
DK_E_Offshore10 | . | S19 | . | T031 | 0.57 | 205.8
DK_E_Offshore10 | . | S19 | . | T032 | 0.19 | 68.6
DK_E_Offshore10 | . | S19 | . | T033 | 0.12 | 43.3263
DK_E_Offshore10 | . | S19 | . | T034 | 0.06 | 21.6632
DK_E_Offshore10 | . | S19 | . | T035 | 0.03 | 10.8316
DK_E_Offshore10 | . | S19 | . | T036 | 0.03 | 10.8316
DK_E_Offshore10 | . | S19 | . | T037 | 0.03 | 10.8316
DK_E_Offshore10 | . | S19 | . | T038 | 0.03 | 10.8316
DK_E_Offshore10 | . | S19 | . | T039 | 0.03 | 10.8316
DK_E_Offshore10 | . | S19 | . | T040 | 0.03 | 10.8316
DK_E_Offshore10 | . | S19 | . | T041 | 0.03 | 10.8316
DK_E_Offshore10 | . | S19 | . | T042 | 0.06 | 21.6632
DK_E_Offshore10 | . | S19 | . | T043 | 0.06 | 21.6632
DK_E_Offshore10 | . | S19 | . | T044 | 0.12 | 43.3263
DK_E_Offshore10 | . | S19 | . | T045 | 0.12 | 43.3263
DK_E_Offshore10 | . | S19 | . | T046 | 0.19 | 68.6
DK_E_Offshore10 | . | S19 | . | T047 | 0.3 | 108.3158
DK_E_Offshore10 | . | S19 | . | T048 | 0.19 | 68.6
DK_E_Offshore10 | . | S19 | . | T049 | 0.19 | 68.6
DK_E_Offshore10 | . | S19 | . | T050 | 0.19 | 68.6
DK_E_Offshore10 | . | S19 | . | T051 | 0.19 | 68.6
DK_E_Offshore10 | . | S19 | . | T052 | 0.19 | 68.6
DK_E_Offshore10 | . | S19 | . | T053 | 0.19 | 68.6
DK_E_Offshore10 | . | S19 | . | T054 | 0.19 | 68.6
DK_E_Offshore10 | . | S19 | . | T055 | 0.19 | 68.6
DK_E_Offshore10 | . | S19 | . | T056 | 0.3 | 108.3158
DK_E_Offshore10 | . | S19 | . | T057 | 0.3 | 108.3158
DK_E_Offshore10 | . | S19 | . | T058 | 0.42 | 151.6421
DK_E_Offshore10 | . | S19 | . | T059 | 0.42 | 151.6421
DK_E_Offshore10 | . | S19 | . | T060 | 0.57 | 205.8
DK_E_Offshore10 | . | S19 | . | T061 | 0.72 | 259.958
DK_E_Offshore10 | . | S19 | . | T062 | 0.72 | 259.958
DK_E_Offshore10 | . | S19 | . | T063 | 0.85 | 306.8948
DK_E_Offshore10 | . | S19 | . | T064 | 0.85 | 306.8948
DK_E_Offshore10 | . | S19 | . | T065 | 0.85 | 306.8948
DK_E_Offshore10 | . | S19 | . | T066 | 0.85 | 306.8948
DK_E_Offshore10 | . | S19 | . | T067 | 0.72 | 259.958
DK_E_Offshore10 | . | S19 | . | T068 | 0.72 | 259.958
DK_E_Offshore10 | . | S19 | . | T069 | 0.57 | 205.8
DK_E_Offshore10 | . | S19 | . | T070 | 0.57 | 205.8
DK_E_Offshore10 | . | S19 | . | T071 | 0.57 | 205.8
DK_E_Offshore10 | . | S19 | . | T072 | 0.42 | 151.6421
DK_E_Offshore10 | . | S19 | . | T073 | 0.42 | 151.6421
DK_E_Offshore10 | . | S19 | . | T074 | 0.42 | 151.6421
DK_E_Offshore10 | . | S19 | . | T075 | 0.42 | 151.6421
DK_E_Offshore10 | . | S19 | . | T076 | 0.42 | 151.6421
DK_E_Offshore10 | . | S19 | . | T077 | 0.42 | 151.6421
DK_E_Offshore10 | . | S19 | . | T078 | 0.42 | 151.6421
DK_E_Offshore10 | . | S19 | . | T079 | 0.42 | 151.6421
DK_E_Offshore10 | . | S19 | . | T080 | 0.57 | 205.8
DK_E_Offshore10 | . | S19 | . | T081 | 0.57 | 205.8
DK_E_Offshore10 | . | S19 | . | T082 | 0.57 | 205.8
DK_E_Offshore10 | . | S19 | . | T083 | 0.57 | 205.8
DK_E_Offshore10 | . | S19 | . | T084 | 0.72 | 259.958
DK_E_Offshore10 | . | S19 | . | T085 | 0.72 | 259.958
DK_E_Offshore10 | . | S19 | . | T086 | 0.72 | 259.958
DK_E_Offshore10 | . | S19 | . | T087 | 0.85 | 306.8948
DK_E_Offshore10 | . | S19 | . | T088 | 0.85 | 306.8948
DK_E_Offshore10 | . | S19 | . | T089 | 0.85 | 306.8948
DK_E_Offshore10 | . | S19 | . | T090 | 0.95 | 343.0001
DK_E_Offshore10 | . | S19 | . | T091 | 0.85 | 306.8948
DK_E_Offshore10 | . | S19 | . | T092 | 0.72 | 259.958
DK_E_Offshore10 | . | S19 | . | T093 | 0.72 | 259.958
DK_E_Offshore10 | . | S19 | . | T094 | 0.57 | 205.8
DK_E_Offshore10 | . | S19 | . | T095 | 0.42 | 151.6421
DK_E_Offshore10 | . | S19 | . | T096 | 0.42 | 151.6421
DK_E_Offshore10 | . | S19 | . | T097 | 0.3 | 108.3158
DK_E_Offshore10 | . | S19 | . | T098 | 0.3 | 108.3158
DK_E_Offshore10 | . | S19 | . | T099 | 0.19 | 68.6
DK_E_Offshore10 | . | S19 | . | T100 | 0.19 | 68.6
DK_E_Offshore10 | . | S19 | . | T101 | 0.19 | 68.6
DK_E_Offshore10 | . | S19 | . | T102 | 0.12 | 43.3263
DK_E_Offshore10 | . | S19 | . | T103 | 0.12 | 43.3263
DK_E_Offshore10 | . | S19 | . | T104 | 0.06 | 21.6632
DK_E_Offshore10 | . | S19 | . | T105 | 0.06 | 21.6632
DK_E_Offshore10 | . | S19 | . | T106 | 0.03 | 10.8316
DK_E_Offshore10 | . | S19 | . | T107 | 0.06 | 21.6632
DK_E_Offshore10 | . | S19 | . | T108 | 0.06 | 21.6632
DK_E_Offshore10 | . | S19 | . | T109 | 0.06 | 21.6632
DK_E_Offshore10 | . | S19 | . | T110 | 0.06 | 21.6632
DK_E_Offshore10 | . | S19 | . | T111 | 0.03 | 10.8316
DK_E_Offshore10 | . | S19 | . | T112 | 0.03 | 10.8316
DK_E_Offshore10 | . | S19 | . | T113 | 0.03 | 10.8316
DK_E_Offshore10 | . | S19 | . | T114 | 0.06 | 21.6632
DK_E_Offshore10 | . | S19 | . | T115 | 0.06 | 21.6632
DK_E_Offshore10 | . | S19 | . | T116 | 0.06 | 21.6632
DK_E_Offshore10 | . | S19 | . | T117 | 0.19 | 68.6
DK_E_Offshore10 | . | S19 | . | T118 | 0.3 | 108.3158
DK_E_Offshore10 | . | S19 | . | T119 | 0.3 | 108.3158
DK_E_Offshore10 | . | S19 | . | T120 | 0.3 | 108.3158
DK_E_Offshore10 | . | S19 | . | T121 | 0.3 | 108.3158
DK_E_Offshore10 | . | S19 | . | T122 | 0.3 | 108.3158
DK_E_Offshore10 | . | S19 | . | T123 | 0.3 | 108.3158
DK_E_Offshore10 | . | S19 | . | T124 | 0.19 | 68.6
DK_E_Offshore10 | . | S19 | . | T125 | 0.19 | 68.6
DK_E_Offshore10 | . | S19 | . | T126 | 0.19 | 68.6
DK_E_Offshore10 | . | S19 | . | T127 | 0.19 | 68.6
DK_E_Offshore10 | . | S19 | . | T128 | 0.42 | 151.6421
DK_E_Offshore10 | . | S19 | . | T129 | 0.3 | 108.3158
DK_E_Offshore10 | . | S19 | . | T130 | 0.19 | 68.6
DK_E_Offshore10 | . | S19 | . | T131 | 0.19 | 68.6
DK_E_Offshore10 | . | S19 | . | T132 | 0.12 | 43.3263
DK_E_Offshore10 | . | S19 | . | T133 | 0.12 | 43.3263
DK_E_Offshore10 | . | S19 | . | T134 | 0.12 | 43.3263
DK_E_Offshore10 | . | S19 | . | T135 | 0.12 | 43.3263
DK_E_Offshore10 | . | S19 | . | T136 | 0.06 | 21.6632
DK_E_Offshore10 | . | S19 | . | T137 | 0.03 | 10.8316
DK_E_Offshore10 | . | S19 | . | T138 | 0 | 0
DK_E_Offshore10 | . | S19 | . | T139 | 0 | 0
DK_E_Offshore10 | . | S19 | . | T140 | 0 | 0
DK_E_Offshore10 | . | S19 | . | T141 | 0 | 0
DK_E_Offshore10 | . | S19 | . | T142 | 0.03 | 10.8316
DK_E_Offshore10 | . | S19 | . | T143 | 0.03 | 10.8316
DK_E_Offshore10 | . | S19 | . | T144 | 0.06 | 21.6632
DK_E_Offshore10 | . | S19 | . | T145 | 0.03 | 10.8316
DK_E_Offshore10 | . | S19 | . | T146 | 0.03 | 10.8316
DK_E_Offshore10 | . | S19 | . | T147 | 0 | 0
DK_E_Offshore10 | . | S19 | . | T148 | 0 | 0
DK_E_Offshore10 | . | S19 | . | T149 | 0 | 0
DK_E_Offshore10 | . | S19 | . | T150 | 0 | 0
DK_E_Offshore10 | . | S19 | . | T151 | 0 | 0
DK_E_Offshore10 | . | S19 | . | T152 | 0 | 0
DK_E_Offshore10 | . | S19 | . | T153 | 0 | 0
DK_E_Offshore10 | . | S19 | . | T154 | 0 | 0
DK_E_Offshore10 | . | S19 | . | T155 | 0 | 0
DK_E_Offshore10 | . | S19 | . | T156 | 0 | 0
DK_E_Offshore10 | . | S19 | . | T157 | 0 | 0
DK_E_Offshore10 | . | S19 | . | T158 | 0 | 0
DK_E_Offshore10 | . | S19 | . | T159 | 0 | 0
DK_E_Offshore10 | . | S19 | . | T160 | 0 | 0
DK_E_Offshore10 | . | S19 | . | T161 | 0 | 0
DK_E_Offshore10 | . | S19 | . | T162 | 0 | 0
DK_E_Offshore10 | . | S19 | . | T163 | 0 | 0
DK_E_Offshore10 | . | S19 | . | T164 | 0 | 0
DK_E_Offshore10 | . | S19 | . | T165 | 0 | 0
DK_E_Offshore10 | . | S19 | . | T166 | 0 | 0
DK_E_Offshore10 | . | S19 | . | T167 | 0.03 | 10.8316
DK_E_Offshore10 | . | S19 | . | T168 | 0.06 | 21.6632
DK_E_Offshore10 | . | S20 | . | T001 | 0.06 | 21.6632
DK_E_Offshore10 | . | S20 | . | T002 | 0.12 | 43.3263
DK_E_Offshore10 | . | S20 | . | T003 | 0.12 | 43.3263
DK_E_Offshore10 | . | S20 | . | T004 | 0.19 | 68.6
DK_E_Offshore10 | . | S20 | . | T005 | 0.3 | 108.3158
DK_E_Offshore10 | . | S20 | . | T006 | 0.42 | 151.6421
DK_E_Offshore10 | . | S20 | . | T007 | 0.57 | 205.8
DK_E_Offshore10 | . | S20 | . | T008 | 0.06 | 21.6632
DK_E_Offshore10 | . | S20 | . | T009 | 0.06 | 21.6632
DK_E_Offshore10 | . | S20 | . | T010 | 0.06 | 21.6632
DK_E_Offshore10 | . | S20 | . | T011 | 0.06 | 21.6632
DK_E_Offshore10 | . | S20 | . | T012 | 0.03 | 10.8316
DK_E_Offshore10 | . | S20 | . | T013 | 0 | 0
DK_E_Offshore10 | . | S20 | . | T014 | 0 | 0
DK_E_Offshore10 | . | S20 | . | T015 | 0 | 0
DK_E_Offshore10 | . | S20 | . | T016 | 0 | 0
DK_E_Offshore10 | . | S20 | . | T017 | 0 | 0
DK_E_Offshore10 | . | S20 | . | T018 | 0.03 | 10.8316
DK_E_Offshore10 | . | S20 | . | T019 | 0.12 | 43.3263
DK_E_Offshore10 | . | S20 | . | T020 | 0.3 | 108.3158
DK_E_Offshore10 | . | S20 | . | T021 | 0.42 | 151.6421
DK_E_Offshore10 | . | S20 | . | T022 | 0.42 | 151.6421
DK_E_Offshore10 | . | S20 | . | T023 | 0.57 | 205.8
DK_E_Offshore10 | . | S20 | . | T024 | 0.72 | 259.958
DK_E_Offshore10 | . | S20 | . | T025 | 0.72 | 259.958
DK_E_Offshore10 | . | S20 | . | T026 | 0.72 | 259.958
DK_E_Offshore10 | . | S20 | . | T027 | 0.72 | 259.958
DK_E_Offshore10 | . | S20 | . | T028 | 0.72 | 259.958
DK_E_Offshore10 | . | S20 | . | T029 | 0.72 | 259.958
DK_E_Offshore10 | . | S20 | . | T030 | 0.57 | 205.8
DK_E_Offshore10 | . | S20 | . | T031 | 0.3 | 108.3158
DK_E_Offshore10 | . | S20 | . | T032 | 0.19 | 68.6
DK_E_Offshore10 | . | S20 | . | T033 | 0.12 | 43.3263
DK_E_Offshore10 | . | S20 | . | T034 | 0.06 | 21.6632
DK_E_Offshore10 | . | S20 | . | T035 | 0 | 0
DK_E_Offshore10 | . | S20 | . | T036 | 0 | 0
DK_E_Offshore10 | . | S20 | . | T037 | 0 | 0
DK_E_Offshore10 | . | S20 | . | T038 | 0 | 0
DK_E_Offshore10 | . | S20 | . | T039 | 0 | 0
DK_E_Offshore10 | . | S20 | . | T040 | 0 | 0
DK_E_Offshore10 | . | S20 | . | T041 | 0 | 0
DK_E_Offshore10 | . | S20 | . | T042 | 0 | 0
DK_E_Offshore10 | . | S20 | . | T043 | 0.03 | 10.8316
DK_E_Offshore10 | . | S20 | . | T044 | 0.03 | 10.8316
DK_E_Offshore10 | . | S20 | . | T045 | 0.06 | 21.6632
DK_E_Offshore10 | . | S20 | . | T046 | 0.12 | 43.3263
DK_E_Offshore10 | . | S20 | . | T047 | 0.12 | 43.3263
DK_E_Offshore10 | . | S20 | . | T048 | 0.12 | 43.3263
DK_E_Offshore10 | . | S20 | . | T049 | 0.12 | 43.3263
DK_E_Offshore10 | . | S20 | . | T050 | 0.12 | 43.3263
DK_E_Offshore10 | . | S20 | . | T051 | 0.12 | 43.3263
DK_E_Offshore10 | . | S20 | . | T052 | 0.19 | 68.6
DK_E_Offshore10 | . | S20 | . | T053 | 0.3 | 108.3158
DK_E_Offshore10 | . | S20 | . | T054 | 0.42 | 151.6421
DK_E_Offshore10 | . | S20 | . | T055 | 0.3 | 108.3158
DK_E_Offshore10 | . | S20 | . | T056 | 0.06 | 21.6632
DK_E_Offshore10 | . | S20 | . | T057 | 0.06 | 21.6632
DK_E_Offshore10 | . | S20 | . | T058 | 0.06 | 21.6632
DK_E_Offshore10 | . | S20 | . | T059 | 0.3 | 108.3158
DK_E_Offshore10 | . | S20 | . | T060 | 0.57 | 205.8
DK_E_Offshore10 | . | S20 | . | T061 | 0.3 | 108.3158
DK_E_Offshore10 | . | S20 | . | T062 | 0.12 | 43.3263
DK_E_Offshore10 | . | S20 | . | T063 | 0.06 | 21.6632
DK_E_Offshore10 | . | S20 | . | T064 | 0.03 | 10.8316
DK_E_Offshore10 | . | S20 | . | T065 | 0.03 | 10.8316
DK_E_Offshore10 | . | S20 | . | T066 | 0.06 | 21.6632
DK_E_Offshore10 | . | S20 | . | T067 | 0.06 | 21.6632
DK_E_Offshore10 | . | S20 | . | T068 | 0.03 | 10.8316
DK_E_Offshore10 | . | S20 | . | T069 | 0.03 | 10.8316
DK_E_Offshore10 | . | S20 | . | T070 | 0 | 0
DK_E_Offshore10 | . | S20 | . | T071 | 0 | 0
DK_E_Offshore10 | . | S20 | . | T072 | 0 | 0
DK_E_Offshore10 | . | S20 | . | T073 | 0 | 0
DK_E_Offshore10 | . | S20 | . | T074 | 0 | 0
DK_E_Offshore10 | . | S20 | . | T075 | 0.06 | 21.6632
DK_E_Offshore10 | . | S20 | . | T076 | 0.19 | 68.6
DK_E_Offshore10 | . | S20 | . | T077 | 0.42 | 151.6421
DK_E_Offshore10 | . | S20 | . | T078 | 0.42 | 151.6421
DK_E_Offshore10 | . | S20 | . | T079 | 0.57 | 205.8
DK_E_Offshore10 | . | S20 | . | T080 | 0.72 | 259.958
DK_E_Offshore10 | . | S20 | . | T081 | 0.57 | 205.8
DK_E_Offshore10 | . | S20 | . | T082 | 0.42 | 151.6421
DK_E_Offshore10 | . | S20 | . | T083 | 0.19 | 68.6
DK_E_Offshore10 | . | S20 | . | T084 | 0.19 | 68.6
DK_E_Offshore10 | . | S20 | . | T085 | 0.3 | 108.3158
DK_E_Offshore10 | . | S20 | . | T086 | 0.3 | 108.3158
DK_E_Offshore10 | . | S20 | . | T087 | 0.3 | 108.3158
DK_E_Offshore10 | . | S20 | . | T088 | 0.3 | 108.3158
DK_E_Offshore10 | . | S20 | . | T089 | 0.57 | 205.8
DK_E_Offshore10 | . | S20 | . | T090 | 0.72 | 259.958
DK_E_Offshore10 | . | S20 | . | T091 | 0.72 | 259.958
DK_E_Offshore10 | . | S20 | . | T092 | 0.57 | 205.8
DK_E_Offshore10 | . | S20 | . | T093 | 0.72 | 259.958
DK_E_Offshore10 | . | S20 | . | T094 | 0.85 | 306.8948
DK_E_Offshore10 | . | S20 | . | T095 | 0.85 | 306.8948
DK_E_Offshore10 | . | S20 | . | T096 | 0.72 | 259.958
DK_E_Offshore10 | . | S20 | . | T097 | 0.72 | 259.958
DK_E_Offshore10 | . | S20 | . | T098 | 0.57 | 205.8
DK_E_Offshore10 | . | S20 | . | T099 | 0.57 | 205.8
DK_E_Offshore10 | . | S20 | . | T100 | 0.57 | 205.8
DK_E_Offshore10 | . | S20 | . | T101 | 0.42 | 151.6421
DK_E_Offshore10 | . | S20 | . | T102 | 0.42 | 151.6421
DK_E_Offshore10 | . | S20 | . | T103 | 0.42 | 151.6421
DK_E_Offshore10 | . | S20 | . | T104 | 0.72 | 259.958
DK_E_Offshore10 | . | S20 | . | T105 | 0.57 | 205.8
DK_E_Offshore10 | . | S20 | . | T106 | 0.42 | 151.6421
DK_E_Offshore10 | . | S20 | . | T107 | 0.19 | 68.6
DK_E_Offshore10 | . | S20 | . | T108 | 0.12 | 43.3263
DK_E_Offshore10 | . | S20 | . | T109 | 0.12 | 43.3263
DK_E_Offshore10 | . | S20 | . | T110 | 0.19 | 68.6
DK_E_Offshore10 | . | S20 | . | T111 | 0.19 | 68.6
DK_E_Offshore10 | . | S20 | . | T112 | 0.19 | 68.6
DK_E_Offshore10 | . | S20 | . | T113 | 0.19 | 68.6
DK_E_Offshore10 | . | S20 | . | T114 | 0.12 | 43.3263
DK_E_Offshore10 | . | S20 | . | T115 | 0.3 | 108.3158
DK_E_Offshore10 | . | S20 | . | T116 | 0.85 | 306.8948
DK_E_Offshore10 | . | S20 | . | T117 | 0.85 | 306.8948
DK_E_Offshore10 | . | S20 | . | T118 | 0.57 | 205.8
DK_E_Offshore10 | . | S20 | . | T119 | 0.3 | 108.3158
DK_E_Offshore10 | . | S20 | . | T120 | 0.06 | 21.6632
DK_E_Offshore10 | . | S20 | . | T121 | 0 | 0
DK_E_Offshore10 | . | S20 | . | T122 | 0.06 | 21.6632
DK_E_Offshore10 | . | S20 | . | T123 | 0.42 | 151.6421
DK_E_Offshore10 | . | S20 | . | T124 | 0.72 | 259.958
DK_E_Offshore10 | . | S20 | . | T125 | 0.85 | 306.8948
DK_E_Offshore10 | . | S20 | . | T126 | 0.85 | 306.8948
DK_E_Offshore10 | . | S20 | . | T127 | 0.85 | 306.8948
DK_E_Offshore10 | . | S20 | . | T128 | 0.95 | 343.0001
DK_E_Offshore10 | . | S20 | . | T129 | 0.95 | 343.0001
DK_E_Offshore10 | . | S20 | . | T130 | 0.99 | 357.4422
DK_E_Offshore10 | . | S20 | . | T131 | 0.95 | 343.0001
DK_E_Offshore10 | . | S20 | . | T132 | 0.95 | 343.0001
DK_E_Offshore10 | . | S20 | . | T133 | 0.85 | 306.8948
DK_E_Offshore10 | . | S20 | . | T134 | 0.85 | 306.8948
DK_E_Offshore10 | . | S20 | . | T135 | 0.85 | 306.8948
DK_E_Offshore10 | . | S20 | . | T136 | 0.85 | 306.8948
DK_E_Offshore10 | . | S20 | . | T137 | 0.85 | 306.8948
DK_E_Offshore10 | . | S20 | . | T138 | 0.95 | 343.0001
DK_E_Offshore10 | . | S20 | . | T139 | 0.99 | 357.4422
DK_E_Offshore10 | . | S20 | . | T140 | 1 | 361.0527
DK_E_Offshore10 | . | S20 | . | T141 | 1 | 361.0527
DK_E_Offshore10 | . | S20 | . | T142 | 1 | 361.0527
DK_E_Offshore10 | . | S20 | . | T143 | 1 | 361.0527
DK_E_Offshore10 | . | S20 | . | T144 | 1 | 361.0527
DK_E_Offshore10 | . | S20 | . | T145 | 1 | 361.0527
DK_E_Offshore10 | . | S20 | . | T146 | 1 | 361.0527
DK_E_Offshore10 | . | S20 | . | T147 | 0.99 | 357.4422
DK_E_Offshore10 | . | S20 | . | T148 | 1 | 361.0527
DK_E_Offshore10 | . | S20 | . | T149 | 1 | 361.0527
DK_E_Offshore10 | . | S20 | . | T150 | 1 | 361.0527
DK_E_Offshore10 | . | S20 | . | T151 | 1 | 361.0527
DK_E_Offshore10 | . | S20 | . | T152 | 0.99 | 357.4422
DK_E_Offshore10 | . | S20 | . | T153 | 0.99 | 357.4422
DK_E_Offshore10 | . | S20 | . | T154 | 0.99 | 357.4422
DK_E_Offshore10 | . | S20 | . | T155 | 0.99 | 357.4422
DK_E_Offshore10 | . | S20 | . | T156 | 0.99 | 357.4422
DK_E_Offshore10 | . | S20 | . | T157 | 0.99 | 357.4422
DK_E_Offshore10 | . | S20 | . | T158 | 0.99 | 357.4422
DK_E_Offshore10 | . | S20 | . | T159 | 1 | 361.0527
DK_E_Offshore10 | . | S20 | . | T160 | 1 | 361.0527
DK_E_Offshore10 | . | S20 | . | T161 | 1 | 361.0527
DK_E_Offshore10 | . | S20 | . | T162 | 1 | 361.0527
DK_E_Offshore10 | . | S20 | . | T163 | 1 | 361.0527
DK_E_Offshore10 | . | S20 | . | T164 | 0.99 | 357.4422
DK_E_Offshore10 | . | S20 | . | T165 | 0.99 | 357.4422
DK_E_Offshore10 | . | S20 | . | T166 | 0.99 | 357.4422
DK_E_Offshore10 | . | S20 | . | T167 | 0.99 | 357.4422
DK_E_Offshore10 | . | S20 | . | T168 | 0.95 | 343.0001
DK_E_Offshore10 | . | S21 | . | T001 | 0.95 | 343.0001
DK_E_Offshore10 | . | S21 | . | T002 | 0.85 | 306.8948
DK_E_Offshore10 | . | S21 | . | T003 | 0.85 | 306.8948
DK_E_Offshore10 | . | S21 | . | T004 | 0.72 | 259.958
DK_E_Offshore10 | . | S21 | . | T005 | 0.72 | 259.958
DK_E_Offshore10 | . | S21 | . | T006 | 0.57 | 205.8
DK_E_Offshore10 | . | S21 | . | T007 | 0.57 | 205.8
DK_E_Offshore10 | . | S21 | . | T008 | 0.57 | 205.8
DK_E_Offshore10 | . | S21 | . | T009 | 0.57 | 205.8
DK_E_Offshore10 | . | S21 | . | T010 | 0.42 | 151.6421
DK_E_Offshore10 | . | S21 | . | T011 | 0.3 | 108.3158
DK_E_Offshore10 | . | S21 | . | T012 | 0.3 | 108.3158
DK_E_Offshore10 | . | S21 | . | T013 | 0.3 | 108.3158
DK_E_Offshore10 | . | S21 | . | T014 | 0.19 | 68.6
DK_E_Offshore10 | . | S21 | . | T015 | 0.19 | 68.6
DK_E_Offshore10 | . | S21 | . | T016 | 0.19 | 68.6
DK_E_Offshore10 | . | S21 | . | T017 | 0.3 | 108.3158
DK_E_Offshore10 | . | S21 | . | T018 | 0.42 | 151.6421
DK_E_Offshore10 | . | S21 | . | T019 | 0.72 | 259.958
DK_E_Offshore10 | . | S21 | . | T020 | 0.72 | 259.958
DK_E_Offshore10 | . | S21 | . | T021 | 0.85 | 306.8948
DK_E_Offshore10 | . | S21 | . | T022 | 0.85 | 306.8948
DK_E_Offshore10 | . | S21 | . | T023 | 0.85 | 306.8948
DK_E_Offshore10 | . | S21 | . | T024 | 0.85 | 306.8948
DK_E_Offshore10 | . | S21 | . | T025 | 0.72 | 259.958
DK_E_Offshore10 | . | S21 | . | T026 | 0.72 | 259.958
DK_E_Offshore10 | . | S21 | . | T027 | 0.57 | 205.8
DK_E_Offshore10 | . | S21 | . | T028 | 0.57 | 205.8
DK_E_Offshore10 | . | S21 | . | T029 | 0.57 | 205.8
DK_E_Offshore10 | . | S21 | . | T030 | 0.42 | 151.6421
DK_E_Offshore10 | . | S21 | . | T031 | 0.42 | 151.6421
DK_E_Offshore10 | . | S21 | . | T032 | 0.3 | 108.3158
DK_E_Offshore10 | . | S21 | . | T033 | 0.19 | 68.6
DK_E_Offshore10 | . | S21 | . | T034 | 0.19 | 68.6
DK_E_Offshore10 | . | S21 | . | T035 | 0.12 | 43.3263
DK_E_Offshore10 | . | S21 | . | T036 | 0.06 | 21.6632
DK_E_Offshore10 | . | S21 | . | T037 | 0.06 | 21.6632
DK_E_Offshore10 | . | S21 | . | T038 | 0.12 | 43.3263
DK_E_Offshore10 | . | S21 | . | T039 | 0.06 | 21.6632
DK_E_Offshore10 | . | S21 | . | T040 | 0.06 | 21.6632
DK_E_Offshore10 | . | S21 | . | T041 | 0.06 | 21.6632
DK_E_Offshore10 | . | S21 | . | T042 | 0.06 | 21.6632
DK_E_Offshore10 | . | S21 | . | T043 | 0.12 | 43.3263
DK_E_Offshore10 | . | S21 | . | T044 | 0.3 | 108.3158
DK_E_Offshore10 | . | S21 | . | T045 | 0.3 | 108.3158
DK_E_Offshore10 | . | S21 | . | T046 | 0.19 | 68.6
DK_E_Offshore10 | . | S21 | . | T047 | 0.12 | 43.3263
DK_E_Offshore10 | . | S21 | . | T048 | 0.06 | 21.6632
DK_E_Offshore10 | . | S21 | . | T049 | 0.06 | 21.6632
DK_E_Offshore10 | . | S21 | . | T050 | 0.03 | 10.8316
DK_E_Offshore10 | . | S21 | . | T051 | 0.03 | 10.8316
DK_E_Offshore10 | . | S21 | . | T052 | 0.03 | 10.8316
DK_E_Offshore10 | . | S21 | . | T053 | 0.03 | 10.8316
DK_E_Offshore10 | . | S21 | . | T054 | 0.06 | 21.6632
DK_E_Offshore10 | . | S21 | . | T055 | 0.06 | 21.6632
DK_E_Offshore10 | . | S21 | . | T056 | 0.06 | 21.6632
DK_E_Offshore10 | . | S21 | . | T057 | 0.06 | 21.6632
DK_E_Offshore10 | . | S21 | . | T058 | 0.06 | 21.6632
DK_E_Offshore10 | . | S21 | . | T059 | 0.03 | 10.8316
DK_E_Offshore10 | . | S21 | . | T060 | 0.03 | 10.8316
DK_E_Offshore10 | . | S21 | . | T061 | 0.03 | 10.8316
DK_E_Offshore10 | . | S21 | . | T062 | 0.03 | 10.8316
DK_E_Offshore10 | . | S21 | . | T063 | 0.03 | 10.8316
DK_E_Offshore10 | . | S21 | . | T064 | 0.03 | 10.8316
DK_E_Offshore10 | . | S21 | . | T065 | 0.03 | 10.8316
DK_E_Offshore10 | . | S21 | . | T066 | 0.03 | 10.8316
DK_E_Offshore10 | . | S21 | . | T067 | 0 | 0
DK_E_Offshore10 | . | S21 | . | T068 | 0 | 0
DK_E_Offshore10 | . | S21 | . | T069 | 0 | 0
DK_E_Offshore10 | . | S21 | . | T070 | 0 | 0
DK_E_Offshore10 | . | S21 | . | T071 | 0 | 0
DK_E_Offshore10 | . | S21 | . | T072 | 0 | 0
DK_E_Offshore10 | . | S21 | . | T073 | 0 | 0
DK_E_Offshore10 | . | S21 | . | T074 | 0 | 0
DK_E_Offshore10 | . | S21 | . | T075 | 0 | 0
DK_E_Offshore10 | . | S21 | . | T076 | 0 | 0
DK_E_Offshore10 | . | S21 | . | T077 | 0 | 0
DK_E_Offshore10 | . | S21 | . | T078 | 0 | 0
DK_E_Offshore10 | . | S21 | . | T079 | 0 | 0
DK_E_Offshore10 | . | S21 | . | T080 | 0 | 0
DK_E_Offshore10 | . | S21 | . | T081 | 0 | 0
DK_E_Offshore10 | . | S21 | . | T082 | 0 | 0
DK_E_Offshore10 | . | S21 | . | T083 | 0 | 0
DK_E_Offshore10 | . | S21 | . | T084 | 0.03 | 10.8316
DK_E_Offshore10 | . | S21 | . | T085 | 0.03 | 10.8316
DK_E_Offshore10 | . | S21 | . | T086 | 0.03 | 10.8316
DK_E_Offshore10 | . | S21 | . | T087 | 0.03 | 10.8316
DK_E_Offshore10 | . | S21 | . | T088 | 0 | 0
DK_E_Offshore10 | . | S21 | . | T089 | 0 | 0
DK_E_Offshore10 | . | S21 | . | T090 | 0 | 0
DK_E_Offshore10 | . | S21 | . | T091 | 0 | 0
DK_E_Offshore10 | . | S21 | . | T092 | 0 | 0
DK_E_Offshore10 | . | S21 | . | T093 | 0 | 0
DK_E_Offshore10 | . | S21 | . | T094 | 0 | 0
DK_E_Offshore10 | . | S21 | . | T095 | 0.03 | 10.8316
DK_E_Offshore10 | . | S21 | . | T096 | 0.03 | 10.8316
DK_E_Offshore10 | . | S21 | . | T097 | 0.03 | 10.8316
DK_E_Offshore10 | . | S21 | . | T098 | 0.06 | 21.6632
DK_E_Offshore10 | . | S21 | . | T099 | 0.06 | 21.6632
DK_E_Offshore10 | . | S21 | . | T100 | 0.03 | 10.8316
DK_E_Offshore10 | . | S21 | . | T101 | 0.03 | 10.8316
DK_E_Offshore10 | . | S21 | . | T102 | 0.03 | 10.8316
DK_E_Offshore10 | . | S21 | . | T103 | 0.03 | 10.8316
DK_E_Offshore10 | . | S21 | . | T104 | 0.03 | 10.8316
DK_E_Offshore10 | . | S21 | . | T105 | 0.06 | 21.6632
DK_E_Offshore10 | . | S21 | . | T106 | 0.06 | 21.6632
DK_E_Offshore10 | . | S21 | . | T107 | 0.06 | 21.6632
DK_E_Offshore10 | . | S21 | . | T108 | 0.12 | 43.3263
DK_E_Offshore10 | . | S21 | . | T109 | 0.19 | 68.6
DK_E_Offshore10 | . | S21 | . | T110 | 0.3 | 108.3158
DK_E_Offshore10 | . | S21 | . | T111 | 0.3 | 108.3158
DK_E_Offshore10 | . | S21 | . | T112 | 0.3 | 108.3158
DK_E_Offshore10 | . | S21 | . | T113 | 0.3 | 108.3158
DK_E_Offshore10 | . | S21 | . | T114 | 0.19 | 68.6
DK_E_Offshore10 | . | S21 | . | T115 | 0.19 | 68.6
DK_E_Offshore10 | . | S21 | . | T116 | 0.19 | 68.6
DK_E_Offshore10 | . | S21 | . | T117 | 0.3 | 108.3158
DK_E_Offshore10 | . | S21 | . | T118 | 0.3 | 108.3158
DK_E_Offshore10 | . | S21 | . | T119 | 0.3 | 108.3158
DK_E_Offshore10 | . | S21 | . | T120 | 0.3 | 108.3158
DK_E_Offshore10 | . | S21 | . | T121 | 0.42 | 151.6421
DK_E_Offshore10 | . | S21 | . | T122 | 0.3 | 108.3158
DK_E_Offshore10 | . | S21 | . | T123 | 0.19 | 68.6
DK_E_Offshore10 | . | S21 | . | T124 | 0.19 | 68.6
DK_E_Offshore10 | . | S21 | . | T125 | 0.12 | 43.3263
DK_E_Offshore10 | . | S21 | . | T126 | 0.12 | 43.3263
DK_E_Offshore10 | . | S21 | . | T127 | 0.12 | 43.3263
DK_E_Offshore10 | . | S21 | . | T128 | 0.06 | 21.6632
DK_E_Offshore10 | . | S21 | . | T129 | 0.03 | 10.8316
DK_E_Offshore10 | . | S21 | . | T130 | 0 | 0
DK_E_Offshore10 | . | S21 | . | T131 | 0 | 0
DK_E_Offshore10 | . | S21 | . | T132 | 0.03 | 10.8316
DK_E_Offshore10 | . | S21 | . | T133 | 0.03 | 10.8316
DK_E_Offshore10 | . | S21 | . | T134 | 0.06 | 21.6632
DK_E_Offshore10 | . | S21 | . | T135 | 0.06 | 21.6632
DK_E_Offshore10 | . | S21 | . | T136 | 0.06 | 21.6632
DK_E_Offshore10 | . | S21 | . | T137 | 0.12 | 43.3263
DK_E_Offshore10 | . | S21 | . | T138 | 0.19 | 68.6
DK_E_Offshore10 | . | S21 | . | T139 | 0.19 | 68.6
DK_E_Offshore10 | . | S21 | . | T140 | 0.3 | 108.3158
DK_E_Offshore10 | . | S21 | . | T141 | 0.3 | 108.3158
DK_E_Offshore10 | . | S21 | . | T142 | 0.19 | 68.6
DK_E_Offshore10 | . | S21 | . | T143 | 0.19 | 68.6
DK_E_Offshore10 | . | S21 | . | T144 | 0.19 | 68.6
DK_E_Offshore10 | . | S21 | . | T145 | 0.19 | 68.6
DK_E_Offshore10 | . | S21 | . | T146 | 0.19 | 68.6
DK_E_Offshore10 | . | S21 | . | T147 | 0.19 | 68.6
DK_E_Offshore10 | . | S21 | . | T148 | 0.19 | 68.6
DK_E_Offshore10 | . | S21 | . | T149 | 0.3 | 108.3158
DK_E_Offshore10 | . | S21 | . | T150 | 0.3 | 108.3158
DK_E_Offshore10 | . | S21 | . | T151 | 0.19 | 68.6
DK_E_Offshore10 | . | S21 | . | T152 | 0.12 | 43.3263
DK_E_Offshore10 | . | S21 | . | T153 | 0.12 | 43.3263
DK_E_Offshore10 | . | S21 | . | T154 | 0.12 | 43.3263
DK_E_Offshore10 | . | S21 | . | T155 | 0.06 | 21.6632
DK_E_Offshore10 | . | S21 | . | T156 | 0.03 | 10.8316
DK_E_Offshore10 | . | S21 | . | T157 | 0 | 0
DK_E_Offshore10 | . | S21 | . | T158 | 0 | 0
DK_E_Offshore10 | . | S21 | . | T159 | 0 | 0
DK_E_Offshore10 | . | S21 | . | T160 | 0 | 0
DK_E_Offshore10 | . | S21 | . | T161 | 0 | 0
DK_E_Offshore10 | . | S21 | . | T162 | 0 | 0
DK_E_Offshore10 | . | S21 | . | T163 | 0 | 0
DK_E_Offshore10 | . | S21 | . | T164 | 0 | 0
DK_E_Offshore10 | . | S21 | . | T165 | 0 | 0
DK_E_Offshore10 | . | S21 | . | T166 | 0.03 | 10.8316
DK_E_Offshore10 | . | S21 | . | T167 | 0.12 | 43.3263
DK_E_Offshore10 | . | S21 | . | T168 | 0.3 | 108.3158
DK_E_Offshore10 | . | S22 | . | T001 | 0.42 | 151.6421
DK_E_Offshore10 | . | S22 | . | T002 | 0.42 | 151.6421
DK_E_Offshore10 | . | S22 | . | T003 | 0.42 | 151.6421
DK_E_Offshore10 | . | S22 | . | T004 | 0.3 | 108.3158
DK_E_Offshore10 | . | S22 | . | T005 | 0.42 | 151.6421
DK_E_Offshore10 | . | S22 | . | T006 | 0.42 | 151.6421
DK_E_Offshore10 | . | S22 | . | T007 | 0.42 | 151.6421
DK_E_Offshore10 | . | S22 | . | T008 | 0.42 | 151.6421
DK_E_Offshore10 | . | S22 | . | T009 | 0.42 | 151.6421
DK_E_Offshore10 | . | S22 | . | T010 | 0.42 | 151.6421
DK_E_Offshore10 | . | S22 | . | T011 | 0.57 | 205.8
DK_E_Offshore10 | . | S22 | . | T012 | 0.57 | 205.8
DK_E_Offshore10 | . | S22 | . | T013 | 0.57 | 205.8
DK_E_Offshore10 | . | S22 | . | T014 | 0.42 | 151.6421
DK_E_Offshore10 | . | S22 | . | T015 | 0.42 | 151.6421
DK_E_Offshore10 | . | S22 | . | T016 | 0.3 | 108.3158
DK_E_Offshore10 | . | S22 | . | T017 | 0.19 | 68.6
DK_E_Offshore10 | . | S22 | . | T018 | 0.19 | 68.6
DK_E_Offshore10 | . | S22 | . | T019 | 0.3 | 108.3158
DK_E_Offshore10 | . | S22 | . | T020 | 0.42 | 151.6421
DK_E_Offshore10 | . | S22 | . | T021 | 0.57 | 205.8
DK_E_Offshore10 | . | S22 | . | T022 | 0.85 | 306.8948
DK_E_Offshore10 | . | S22 | . | T023 | 0.95 | 343.0001
DK_E_Offshore10 | . | S22 | . | T024 | 0.85 | 306.8948
DK_E_Offshore10 | . | S22 | . | T025 | 0.85 | 306.8948
DK_E_Offshore10 | . | S22 | . | T026 | 0.85 | 306.8948
DK_E_Offshore10 | . | S22 | . | T027 | 0.85 | 306.8948
DK_E_Offshore10 | . | S22 | . | T028 | 0.72 | 259.958
DK_E_Offshore10 | . | S22 | . | T029 | 0.72 | 259.958
DK_E_Offshore10 | . | S22 | . | T030 | 0.72 | 259.958
DK_E_Offshore10 | . | S22 | . | T031 | 0.72 | 259.958
DK_E_Offshore10 | . | S22 | . | T032 | 0.85 | 306.8948
DK_E_Offshore10 | . | S22 | . | T033 | 0.85 | 306.8948
DK_E_Offshore10 | . | S22 | . | T034 | 0.95 | 343.0001
DK_E_Offshore10 | . | S22 | . | T035 | 0.95 | 343.0001
DK_E_Offshore10 | . | S22 | . | T036 | 0.95 | 343.0001
DK_E_Offshore10 | . | S22 | . | T037 | 0.95 | 343.0001
DK_E_Offshore10 | . | S22 | . | T038 | 0.95 | 343.0001
DK_E_Offshore10 | . | S22 | . | T039 | 0.99 | 357.4422
DK_E_Offshore10 | . | S22 | . | T040 | 0.99 | 357.4422
DK_E_Offshore10 | . | S22 | . | T041 | 0.99 | 357.4422
DK_E_Offshore10 | . | S22 | . | T042 | 0.99 | 357.4422
DK_E_Offshore10 | . | S22 | . | T043 | 0.99 | 357.4422
DK_E_Offshore10 | . | S22 | . | T044 | 0.99 | 357.4422
DK_E_Offshore10 | . | S22 | . | T045 | 0.99 | 357.4422
DK_E_Offshore10 | . | S22 | . | T046 | 0.95 | 343.0001
DK_E_Offshore10 | . | S22 | . | T047 | 0.95 | 343.0001
DK_E_Offshore10 | . | S22 | . | T048 | 0.85 | 306.8948
DK_E_Offshore10 | . | S22 | . | T049 | 0.72 | 259.958
DK_E_Offshore10 | . | S22 | . | T050 | 0.57 | 205.8
DK_E_Offshore10 | . | S22 | . | T051 | 0.42 | 151.6421
DK_E_Offshore10 | . | S22 | . | T052 | 0.42 | 151.6421
DK_E_Offshore10 | . | S22 | . | T053 | 0.42 | 151.6421
DK_E_Offshore10 | . | S22 | . | T054 | 0.85 | 306.8948
DK_E_Offshore10 | . | S22 | . | T055 | 1 | 361.0527
DK_E_Offshore10 | . | S22 | . | T056 | 1 | 361.0527
DK_E_Offshore10 | . | S22 | . | T057 | 0.99 | 357.4422
DK_E_Offshore10 | . | S22 | . | T058 | 1 | 361.0527
DK_E_Offshore10 | . | S22 | . | T059 | 1 | 361.0527
DK_E_Offshore10 | . | S22 | . | T060 | 1 | 361.0527
DK_E_Offshore10 | . | S22 | . | T061 | 1 | 361.0527
DK_E_Offshore10 | . | S22 | . | T062 | 1 | 361.0527
DK_E_Offshore10 | . | S22 | . | T063 | 1 | 361.0527
DK_E_Offshore10 | . | S22 | . | T064 | 1 | 361.0527
DK_E_Offshore10 | . | S22 | . | T065 | 1 | 361.0527
DK_E_Offshore10 | . | S22 | . | T066 | 1 | 361.0527
DK_E_Offshore10 | . | S22 | . | T067 | 1 | 361.0527
DK_E_Offshore10 | . | S22 | . | T068 | 1 | 361.0527
DK_E_Offshore10 | . | S22 | . | T069 | 1 | 361.0527
DK_E_Offshore10 | . | S22 | . | T070 | 1 | 361.0527
DK_E_Offshore10 | . | S22 | . | T071 | 1 | 361.0527
DK_E_Offshore10 | . | S22 | . | T072 | 1 | 361.0527
DK_E_Offshore10 | . | S22 | . | T073 | 1 | 361.0527
DK_E_Offshore10 | . | S22 | . | T074 | 1 | 361.0527
DK_E_Offshore10 | . | S22 | . | T075 | 1 | 361.0527
DK_E_Offshore10 | . | S22 | . | T076 | 0.99 | 357.4422
DK_E_Offshore10 | . | S22 | . | T077 | 1 | 361.0527
DK_E_Offshore10 | . | S22 | . | T078 | 0.99 | 357.4422
DK_E_Offshore10 | . | S22 | . | T079 | 0.99 | 357.4422
DK_E_Offshore10 | . | S22 | . | T080 | 0.99 | 357.4422
DK_E_Offshore10 | . | S22 | . | T081 | 0.95 | 343.0001
DK_E_Offshore10 | . | S22 | . | T082 | 0.85 | 306.8948
DK_E_Offshore10 | . | S22 | . | T083 | 0.85 | 306.8948
DK_E_Offshore10 | . | S22 | . | T084 | 0.85 | 306.8948
DK_E_Offshore10 | . | S22 | . | T085 | 0.85 | 306.8948
DK_E_Offshore10 | . | S22 | . | T086 | 0.85 | 306.8948
DK_E_Offshore10 | . | S22 | . | T087 | 0.85 | 306.8948
DK_E_Offshore10 | . | S22 | . | T088 | 0.72 | 259.958
DK_E_Offshore10 | . | S22 | . | T089 | 0.72 | 259.958
DK_E_Offshore10 | . | S22 | . | T090 | 0.72 | 259.958
DK_E_Offshore10 | . | S22 | . | T091 | 0.57 | 205.8
DK_E_Offshore10 | . | S22 | . | T092 | 0.42 | 151.6421
DK_E_Offshore10 | . | S22 | . | T093 | 0.42 | 151.6421
DK_E_Offshore10 | . | S22 | . | T094 | 0.3 | 108.3158
DK_E_Offshore10 | . | S22 | . | T095 | 0.19 | 68.6
DK_E_Offshore10 | . | S22 | . | T096 | 0.19 | 68.6
DK_E_Offshore10 | . | S22 | . | T097 | 0.19 | 68.6
DK_E_Offshore10 | . | S22 | . | T098 | 0.12 | 43.3263
DK_E_Offshore10 | . | S22 | . | T099 | 0.12 | 43.3263
DK_E_Offshore10 | . | S22 | . | T100 | 0.06 | 21.6632
DK_E_Offshore10 | . | S22 | . | T101 | 0.03 | 10.8316
DK_E_Offshore10 | . | S22 | . | T102 | 0 | 0
DK_E_Offshore10 | . | S22 | . | T103 | 0 | 0
DK_E_Offshore10 | . | S22 | . | T104 | 0.03 | 10.8316
DK_E_Offshore10 | . | S22 | . | T105 | 0.03 | 10.8316
DK_E_Offshore10 | . | S22 | . | T106 | 0 | 0
DK_E_Offshore10 | . | S22 | . | T107 | 0 | 0
DK_E_Offshore10 | . | S22 | . | T108 | 0 | 0
DK_E_Offshore10 | . | S22 | . | T109 | 0 | 0
DK_E_Offshore10 | . | S22 | . | T110 | 0 | 0
DK_E_Offshore10 | . | S22 | . | T111 | 0 | 0
DK_E_Offshore10 | . | S22 | . | T112 | 0 | 0
DK_E_Offshore10 | . | S22 | . | T113 | 0 | 0
DK_E_Offshore10 | . | S22 | . | T114 | 0 | 0
DK_E_Offshore10 | . | S22 | . | T115 | 0 | 0
DK_E_Offshore10 | . | S22 | . | T116 | 0.12 | 43.3263
DK_E_Offshore10 | . | S22 | . | T117 | 0.57 | 205.8
DK_E_Offshore10 | . | S22 | . | T118 | 0.72 | 259.958
DK_E_Offshore10 | . | S22 | . | T119 | 0.72 | 259.958
DK_E_Offshore10 | . | S22 | . | T120 | 0.57 | 205.8
DK_E_Offshore10 | . | S22 | . | T121 | 0.42 | 151.6421
DK_E_Offshore10 | . | S22 | . | T122 | 0.42 | 151.6421
DK_E_Offshore10 | . | S22 | . | T123 | 0.42 | 151.6421
DK_E_Offshore10 | . | S22 | . | T124 | 0.57 | 205.8
DK_E_Offshore10 | . | S22 | . | T125 | 0.42 | 151.6421
DK_E_Offshore10 | . | S22 | . | T126 | 0.42 | 151.6421
DK_E_Offshore10 | . | S22 | . | T127 | 0.42 | 151.6421
DK_E_Offshore10 | . | S22 | . | T128 | 0.42 | 151.6421
DK_E_Offshore10 | . | S22 | . | T129 | 0.3 | 108.3158
DK_E_Offshore10 | . | S22 | . | T130 | 0.3 | 108.3158
DK_E_Offshore10 | . | S22 | . | T131 | 0.42 | 151.6421
DK_E_Offshore10 | . | S22 | . | T132 | 0.57 | 205.8
DK_E_Offshore10 | . | S22 | . | T133 | 0.42 | 151.6421
DK_E_Offshore10 | . | S22 | . | T134 | 0.42 | 151.6421
DK_E_Offshore10 | . | S22 | . | T135 | 0.42 | 151.6421
DK_E_Offshore10 | . | S22 | . | T136 | 0.42 | 151.6421
DK_E_Offshore10 | . | S22 | . | T137 | 0.42 | 151.6421
DK_E_Offshore10 | . | S22 | . | T138 | 0.57 | 205.8
DK_E_Offshore10 | . | S22 | . | T139 | 0.72 | 259.958
DK_E_Offshore10 | . | S22 | . | T140 | 0.72 | 259.958
DK_E_Offshore10 | . | S22 | . | T141 | 0.72 | 259.958
DK_E_Offshore10 | . | S22 | . | T142 | 0.72 | 259.958
DK_E_Offshore10 | . | S22 | . | T143 | 0.57 | 205.8
DK_E_Offshore10 | . | S22 | . | T144 | 0.57 | 205.8
DK_E_Offshore10 | . | S22 | . | T145 | 0.57 | 205.8
DK_E_Offshore10 | . | S22 | . | T146 | 0.42 | 151.6421
DK_E_Offshore10 | . | S22 | . | T147 | 0.3 | 108.3158
DK_E_Offshore10 | . | S22 | . | T148 | 0.3 | 108.3158
DK_E_Offshore10 | . | S22 | . | T149 | 0.3 | 108.3158
DK_E_Offshore10 | . | S22 | . | T150 | 0.19 | 68.6
DK_E_Offshore10 | . | S22 | . | T151 | 0.19 | 68.6
DK_E_Offshore10 | . | S22 | . | T152 | 0.12 | 43.3263
DK_E_Offshore10 | . | S22 | . | T153 | 0.12 | 43.3263
DK_E_Offshore10 | . | S22 | . | T154 | 0.06 | 21.6632
DK_E_Offshore10 | . | S22 | . | T155 | 0.06 | 21.6632
DK_E_Offshore10 | . | S22 | . | T156 | 0.06 | 21.6632
DK_E_Offshore10 | . | S22 | . | T157 | 0.03 | 10.8316
DK_E_Offshore10 | . | S22 | . | T158 | 0.03 | 10.8316
DK_E_Offshore10 | . | S22 | . | T159 | 0.03 | 10.8316
DK_E_Offshore10 | . | S22 | . | T160 | 0.03 | 10.8316
DK_E_Offshore10 | . | S22 | . | T161 | 0.06 | 21.6632
DK_E_Offshore10 | . | S22 | . | T162 | 0.19 | 68.6
DK_E_Offshore10 | . | S22 | . | T163 | 0.19 | 68.6
DK_E_Offshore10 | . | S22 | . | T164 | 0.06 | 21.6632
DK_E_Offshore10 | . | S22 | . | T165 | 0.19 | 68.6
DK_E_Offshore10 | . | S22 | . | T166 | 0.99 | 357.4422
DK_E_Offshore10 | . | S22 | . | T167 | 1 | 361.0527
DK_E_Offshore10 | . | S22 | . | T168 | 1 | 361.0527
DK_E_Offshore10 | . | S23 | . | T001 | 1 | 361.0527
DK_E_Offshore10 | . | S23 | . | T002 | 1 | 361.0527
DK_E_Offshore10 | . | S23 | . | T003 | 1 | 361.0527
DK_E_Offshore10 | . | S23 | . | T004 | 0.95 | 343.0001
DK_E_Offshore10 | . | S23 | . | T005 | 0.95 | 343.0001
DK_E_Offshore10 | . | S23 | . | T006 | 0.95 | 343.0001
DK_E_Offshore10 | . | S23 | . | T007 | 0.99 | 357.4422
DK_E_Offshore10 | . | S23 | . | T008 | 1 | 361.0527
DK_E_Offshore10 | . | S23 | . | T009 | 1 | 361.0527
DK_E_Offshore10 | . | S23 | . | T010 | 1 | 361.0527
DK_E_Offshore10 | . | S23 | . | T011 | 1 | 361.0527
DK_E_Offshore10 | . | S23 | . | T012 | 0.95 | 343.0001
DK_E_Offshore10 | . | S23 | . | T013 | 0.19 | 68.6
DK_E_Offshore10 | . | S23 | . | T014 | 0 | 0
DK_E_Offshore10 | . | S23 | . | T015 | 0 | 0
DK_E_Offshore10 | . | S23 | . | T016 | 0.03 | 10.8316
DK_E_Offshore10 | . | S23 | . | T017 | 0.12 | 43.3263
DK_E_Offshore10 | . | S23 | . | T018 | 0.3 | 108.3158
DK_E_Offshore10 | . | S23 | . | T019 | 0.42 | 151.6421
DK_E_Offshore10 | . | S23 | . | T020 | 0.3 | 108.3158
DK_E_Offshore10 | . | S23 | . | T021 | 0.19 | 68.6
DK_E_Offshore10 | . | S23 | . | T022 | 0.12 | 43.3263
DK_E_Offshore10 | . | S23 | . | T023 | 0.19 | 68.6
DK_E_Offshore10 | . | S23 | . | T024 | 0.42 | 151.6421
DK_E_Offshore10 | . | S23 | . | T025 | 0.85 | 306.8948
DK_E_Offshore10 | . | S23 | . | T026 | 0.85 | 306.8948
DK_E_Offshore10 | . | S23 | . | T027 | 0.85 | 306.8948
DK_E_Offshore10 | . | S23 | . | T028 | 0.85 | 306.8948
DK_E_Offshore10 | . | S23 | . | T029 | 0.95 | 343.0001
DK_E_Offshore10 | . | S23 | . | T030 | 0.95 | 343.0001
DK_E_Offshore10 | . | S23 | . | T031 | 0.95 | 343.0001
DK_E_Offshore10 | . | S23 | . | T032 | 0.95 | 343.0001
DK_E_Offshore10 | . | S23 | . | T033 | 0.95 | 343.0001
DK_E_Offshore10 | . | S23 | . | T034 | 0.85 | 306.8948
DK_E_Offshore10 | . | S23 | . | T035 | 0.85 | 306.8948
DK_E_Offshore10 | . | S23 | . | T036 | 0.85 | 306.8948
DK_E_Offshore10 | . | S23 | . | T037 | 0.72 | 259.958
DK_E_Offshore10 | . | S23 | . | T038 | 0.72 | 259.958
DK_E_Offshore10 | . | S23 | . | T039 | 0.85 | 306.8948
DK_E_Offshore10 | . | S23 | . | T040 | 0.95 | 343.0001
DK_E_Offshore10 | . | S23 | . | T041 | 0.85 | 306.8948
DK_E_Offshore10 | . | S23 | . | T042 | 0.85 | 306.8948
DK_E_Offshore10 | . | S23 | . | T043 | 0.95 | 343.0001
DK_E_Offshore10 | . | S23 | . | T044 | 0.99 | 357.4422
DK_E_Offshore10 | . | S23 | . | T045 | 1 | 361.0527
DK_E_Offshore10 | . | S23 | . | T046 | 0.99 | 357.4422
DK_E_Offshore10 | . | S23 | . | T047 | 0.95 | 343.0001
DK_E_Offshore10 | . | S23 | . | T048 | 0.85 | 306.8948
DK_E_Offshore10 | . | S23 | . | T049 | 0.72 | 259.958
DK_E_Offshore10 | . | S23 | . | T050 | 0.72 | 259.958
DK_E_Offshore10 | . | S23 | . | T051 | 0.72 | 259.958
DK_E_Offshore10 | . | S23 | . | T052 | 0.72 | 259.958
DK_E_Offshore10 | . | S23 | . | T053 | 0.57 | 205.8
DK_E_Offshore10 | . | S23 | . | T054 | 0.57 | 205.8
DK_E_Offshore10 | . | S23 | . | T055 | 0.57 | 205.8
DK_E_Offshore10 | . | S23 | . | T056 | 0.42 | 151.6421
DK_E_Offshore10 | . | S23 | . | T057 | 0.42 | 151.6421
DK_E_Offshore10 | . | S23 | . | T058 | 0.42 | 151.6421
DK_E_Offshore10 | . | S23 | . | T059 | 0.42 | 151.6421
DK_E_Offshore10 | . | S23 | . | T060 | 0.3 | 108.3158
DK_E_Offshore10 | . | S23 | . | T061 | 0.19 | 68.6
DK_E_Offshore10 | . | S23 | . | T062 | 0.12 | 43.3263
DK_E_Offshore10 | . | S23 | . | T063 | 0.06 | 21.6632
DK_E_Offshore10 | . | S23 | . | T064 | 0.06 | 21.6632
DK_E_Offshore10 | . | S23 | . | T065 | 0.06 | 21.6632
DK_E_Offshore10 | . | S23 | . | T066 | 0.06 | 21.6632
DK_E_Offshore10 | . | S23 | . | T067 | 0.03 | 10.8316
DK_E_Offshore10 | . | S23 | . | T068 | 0.03 | 10.8316
DK_E_Offshore10 | . | S23 | . | T069 | 0.06 | 21.6632
DK_E_Offshore10 | . | S23 | . | T070 | 0.12 | 43.3263
DK_E_Offshore10 | . | S23 | . | T071 | 0.06 | 21.6632
DK_E_Offshore10 | . | S23 | . | T072 | 0.06 | 21.6632
DK_E_Offshore10 | . | S23 | . | T073 | 0.06 | 21.6632
DK_E_Offshore10 | . | S23 | . | T074 | 0.12 | 43.3263
DK_E_Offshore10 | . | S23 | . | T075 | 0.19 | 68.6
DK_E_Offshore10 | . | S23 | . | T076 | 0.19 | 68.6
DK_E_Offshore10 | . | S23 | . | T077 | 0.3 | 108.3158
DK_E_Offshore10 | . | S23 | . | T078 | 0.42 | 151.6421
DK_E_Offshore10 | . | S23 | . | T079 | 0.42 | 151.6421
DK_E_Offshore10 | . | S23 | . | T080 | 0.19 | 68.6
DK_E_Offshore10 | . | S23 | . | T081 | 0.12 | 43.3263
DK_E_Offshore10 | . | S23 | . | T082 | 0.12 | 43.3263
DK_E_Offshore10 | . | S23 | . | T083 | 0.06 | 21.6632
DK_E_Offshore10 | . | S23 | . | T084 | 0.03 | 10.8316
DK_E_Offshore10 | . | S23 | . | T085 | 0 | 0
DK_E_Offshore10 | . | S23 | . | T086 | 0 | 0
DK_E_Offshore10 | . | S23 | . | T087 | 0 | 0
DK_E_Offshore10 | . | S23 | . | T088 | 0 | 0
DK_E_Offshore10 | . | S23 | . | T089 | 0 | 0
DK_E_Offshore10 | . | S23 | . | T090 | 0 | 0
DK_E_Offshore10 | . | S23 | . | T091 | 0 | 0
DK_E_Offshore10 | . | S23 | . | T092 | 0 | 0
DK_E_Offshore10 | . | S23 | . | T093 | 0 | 0
DK_E_Offshore10 | . | S23 | . | T094 | 0 | 0
DK_E_Offshore10 | . | S23 | . | T095 | 0 | 0
DK_E_Offshore10 | . | S23 | . | T096 | 0.03 | 10.8316
DK_E_Offshore10 | . | S23 | . | T097 | 0.06 | 21.6632
DK_E_Offshore10 | . | S23 | . | T098 | 0.19 | 68.6
DK_E_Offshore10 | . | S23 | . | T099 | 0.3 | 108.3158
DK_E_Offshore10 | . | S23 | . | T100 | 0.42 | 151.6421
DK_E_Offshore10 | . | S23 | . | T101 | 0.72 | 259.958
DK_E_Offshore10 | . | S23 | . | T102 | 0.72 | 259.958
DK_E_Offshore10 | . | S23 | . | T103 | 0.72 | 259.958
DK_E_Offshore10 | . | S23 | . | T104 | 0.85 | 306.8948
DK_E_Offshore10 | . | S23 | . | T105 | 0.85 | 306.8948
DK_E_Offshore10 | . | S23 | . | T106 | 0.85 | 306.8948
DK_E_Offshore10 | . | S23 | . | T107 | 0.85 | 306.8948
DK_E_Offshore10 | . | S23 | . | T108 | 0.85 | 306.8948
DK_E_Offshore10 | . | S23 | . | T109 | 0.95 | 343.0001
DK_E_Offshore10 | . | S23 | . | T110 | 0.85 | 306.8948
DK_E_Offshore10 | . | S23 | . | T111 | 0.72 | 259.958
DK_E_Offshore10 | . | S23 | . | T112 | 0.85 | 306.8948
DK_E_Offshore10 | . | S23 | . | T113 | 0.99 | 357.4422
DK_E_Offshore10 | . | S23 | . | T114 | 0.99 | 357.4422
DK_E_Offshore10 | . | S23 | . | T115 | 1 | 361.0527
DK_E_Offshore10 | . | S23 | . | T116 | 1 | 361.0527
DK_E_Offshore10 | . | S23 | . | T117 | 1 | 361.0527
DK_E_Offshore10 | . | S23 | . | T118 | 0.99 | 357.4422
DK_E_Offshore10 | . | S23 | . | T119 | 0.95 | 343.0001
DK_E_Offshore10 | . | S23 | . | T120 | 0.85 | 306.8948
DK_E_Offshore10 | . | S23 | . | T121 | 0.72 | 259.958
DK_E_Offshore10 | . | S23 | . | T122 | 0.72 | 259.958
DK_E_Offshore10 | . | S23 | . | T123 | 0.57 | 205.8
DK_E_Offshore10 | . | S23 | . | T124 | 0.57 | 205.8
DK_E_Offshore10 | . | S23 | . | T125 | 0.57 | 205.8
DK_E_Offshore10 | . | S23 | . | T126 | 0.57 | 205.8
DK_E_Offshore10 | . | S23 | . | T127 | 0.42 | 151.6421
DK_E_Offshore10 | . | S23 | . | T128 | 0.42 | 151.6421
DK_E_Offshore10 | . | S23 | . | T129 | 0.3 | 108.3158
DK_E_Offshore10 | . | S23 | . | T130 | 0.19 | 68.6
DK_E_Offshore10 | . | S23 | . | T131 | 0.12 | 43.3263
DK_E_Offshore10 | . | S23 | . | T132 | 0.06 | 21.6632
DK_E_Offshore10 | . | S23 | . | T133 | 0.03 | 10.8316
DK_E_Offshore10 | . | S23 | . | T134 | 0.03 | 10.8316
DK_E_Offshore10 | . | S23 | . | T135 | 0.03 | 10.8316
DK_E_Offshore10 | . | S23 | . | T136 | 0.03 | 10.8316
DK_E_Offshore10 | . | S23 | . | T137 | 0.03 | 10.8316
DK_E_Offshore10 | . | S23 | . | T138 | 0.06 | 21.6632
DK_E_Offshore10 | . | S23 | . | T139 | 0.12 | 43.3263
DK_E_Offshore10 | . | S23 | . | T140 | 0.06 | 21.6632
DK_E_Offshore10 | . | S23 | . | T141 | 0.12 | 43.3263
DK_E_Offshore10 | . | S23 | . | T142 | 0.12 | 43.3263
DK_E_Offshore10 | . | S23 | . | T143 | 0.12 | 43.3263
DK_E_Offshore10 | . | S23 | . | T144 | 0.19 | 68.6
DK_E_Offshore10 | . | S23 | . | T145 | 0.12 | 43.3263
DK_E_Offshore10 | . | S23 | . | T146 | 0.12 | 43.3263
DK_E_Offshore10 | . | S23 | . | T147 | 0.19 | 68.6
DK_E_Offshore10 | . | S23 | . | T148 | 0.19 | 68.6
DK_E_Offshore10 | . | S23 | . | T149 | 0.12 | 43.3263
DK_E_Offshore10 | . | S23 | . | T150 | 0.12 | 43.3263
DK_E_Offshore10 | . | S23 | . | T151 | 0.12 | 43.3263
DK_E_Offshore10 | . | S23 | . | T152 | 0.06 | 21.6632
DK_E_Offshore10 | . | S23 | . | T153 | 0.06 | 21.6632
DK_E_Offshore10 | . | S23 | . | T154 | 0.06 | 21.6632
DK_E_Offshore10 | . | S23 | . | T155 | 0.06 | 21.6632
DK_E_Offshore10 | . | S23 | . | T156 | 0.06 | 21.6632
DK_E_Offshore10 | . | S23 | . | T157 | 0.06 | 21.6632
DK_E_Offshore10 | . | S23 | . | T158 | 0.03 | 10.8316
DK_E_Offshore10 | . | S23 | . | T159 | 0.03 | 10.8316
DK_E_Offshore10 | . | S23 | . | T160 | 0 | 0
DK_E_Offshore10 | . | S23 | . | T161 | 0 | 0
DK_E_Offshore10 | . | S23 | . | T162 | 0 | 0
DK_E_Offshore10 | . | S23 | . | T163 | 0 | 0
DK_E_Offshore10 | . | S23 | . | T164 | 0 | 0
DK_E_Offshore10 | . | S23 | . | T165 | 0 | 0
DK_E_Offshore10 | . | S23 | . | T166 | 0 | 0
DK_E_Offshore10 | . | S23 | . | T167 | 0 | 0
DK_E_Offshore10 | . | S23 | . | T168 | 0 | 0
DK_E_Offshore10 | . | S24 | . | T001 | 0 | 0
DK_E_Offshore10 | . | S24 | . | T002 | 0 | 0
DK_E_Offshore10 | . | S24 | . | T003 | 0 | 0
DK_E_Offshore10 | . | S24 | . | T004 | 0 | 0
DK_E_Offshore10 | . | S24 | . | T005 | 0 | 0
DK_E_Offshore10 | . | S24 | . | T006 | 0 | 0
DK_E_Offshore10 | . | S24 | . | T007 | 0.03 | 10.8316
DK_E_Offshore10 | . | S24 | . | T008 | 0 | 0
DK_E_Offshore10 | . | S24 | . | T009 | 0 | 0
DK_E_Offshore10 | . | S24 | . | T010 | 0 | 0
DK_E_Offshore10 | . | S24 | . | T011 | 0 | 0
DK_E_Offshore10 | . | S24 | . | T012 | 0.03 | 10.8316
DK_E_Offshore10 | . | S24 | . | T013 | 0.03 | 10.8316
DK_E_Offshore10 | . | S24 | . | T014 | 0.06 | 21.6632
DK_E_Offshore10 | . | S24 | . | T015 | 0.06 | 21.6632
DK_E_Offshore10 | . | S24 | . | T016 | 0.12 | 43.3263
DK_E_Offshore10 | . | S24 | . | T017 | 0.12 | 43.3263
DK_E_Offshore10 | . | S24 | . | T018 | 0.06 | 21.6632
DK_E_Offshore10 | . | S24 | . | T019 | 0 | 0
DK_E_Offshore10 | . | S24 | . | T020 | 0 | 0
DK_E_Offshore10 | . | S24 | . | T021 | 0 | 0
DK_E_Offshore10 | . | S24 | . | T022 | 0 | 0
DK_E_Offshore10 | . | S24 | . | T023 | 0 | 0
DK_E_Offshore10 | . | S24 | . | T024 | 0 | 0
DK_E_Offshore10 | . | S24 | . | T025 | 0.03 | 10.8316
DK_E_Offshore10 | . | S24 | . | T026 | 0.06 | 21.6632
DK_E_Offshore10 | . | S24 | . | T027 | 0.12 | 43.3263
DK_E_Offshore10 | . | S24 | . | T028 | 0.19 | 68.6
DK_E_Offshore10 | . | S24 | . | T029 | 0.19 | 68.6
DK_E_Offshore10 | . | S24 | . | T030 | 0.3 | 108.3158
DK_E_Offshore10 | . | S24 | . | T031 | 0.3 | 108.3158
DK_E_Offshore10 | . | S24 | . | T032 | 0.3 | 108.3158
DK_E_Offshore10 | . | S24 | . | T033 | 0.3 | 108.3158
DK_E_Offshore10 | . | S24 | . | T034 | 0.3 | 108.3158
DK_E_Offshore10 | . | S24 | . | T035 | 0.42 | 151.6421
DK_E_Offshore10 | . | S24 | . | T036 | 0.42 | 151.6421
DK_E_Offshore10 | . | S24 | . | T037 | 0.3 | 108.3158
DK_E_Offshore10 | . | S24 | . | T038 | 0.3 | 108.3158
DK_E_Offshore10 | . | S24 | . | T039 | 0.42 | 151.6421
DK_E_Offshore10 | . | S24 | . | T040 | 0.57 | 205.8
DK_E_Offshore10 | . | S24 | . | T041 | 0.72 | 259.958
DK_E_Offshore10 | . | S24 | . | T042 | 0.85 | 306.8948
DK_E_Offshore10 | . | S24 | . | T043 | 0.85 | 306.8948
DK_E_Offshore10 | . | S24 | . | T044 | 0.95 | 343.0001
DK_E_Offshore10 | . | S24 | . | T045 | 0.95 | 343.0001
DK_E_Offshore10 | . | S24 | . | T046 | 0.85 | 306.8948
DK_E_Offshore10 | . | S24 | . | T047 | 0.72 | 259.958
DK_E_Offshore10 | . | S24 | . | T048 | 0.85 | 306.8948
DK_E_Offshore10 | . | S24 | . | T049 | 0.95 | 343.0001
DK_E_Offshore10 | . | S24 | . | T050 | 0.99 | 357.4422
DK_E_Offshore10 | . | S24 | . | T051 | 0.99 | 357.4422
DK_E_Offshore10 | . | S24 | . | T052 | 0.99 | 357.4422
DK_E_Offshore10 | . | S24 | . | T053 | 0.99 | 357.4422
DK_E_Offshore10 | . | S24 | . | T054 | 0.99 | 357.4422
DK_E_Offshore10 | . | S24 | . | T055 | 0.95 | 343.0001
DK_E_Offshore10 | . | S24 | . | T056 | 0.99 | 357.4422
DK_E_Offshore10 | . | S24 | . | T057 | 0.95 | 343.0001
DK_E_Offshore10 | . | S24 | . | T058 | 0.85 | 306.8948
DK_E_Offshore10 | . | S24 | . | T059 | 0.85 | 306.8948
DK_E_Offshore10 | . | S24 | . | T060 | 0.85 | 306.8948
DK_E_Offshore10 | . | S24 | . | T061 | 0.85 | 306.8948
DK_E_Offshore10 | . | S24 | . | T062 | 0.85 | 306.8948
DK_E_Offshore10 | . | S24 | . | T063 | 0.85 | 306.8948
DK_E_Offshore10 | . | S24 | . | T064 | 0.85 | 306.8948
DK_E_Offshore10 | . | S24 | . | T065 | 0.85 | 306.8948
DK_E_Offshore10 | . | S24 | . | T066 | 0.85 | 306.8948
DK_E_Offshore10 | . | S24 | . | T067 | 0.72 | 259.958
DK_E_Offshore10 | . | S24 | . | T068 | 0.72 | 259.958
DK_E_Offshore10 | . | S24 | . | T069 | 0.72 | 259.958
DK_E_Offshore10 | . | S24 | . | T070 | 0.57 | 205.8
DK_E_Offshore10 | . | S24 | . | T071 | 0.57 | 205.8
DK_E_Offshore10 | . | S24 | . | T072 | 0.42 | 151.6421
DK_E_Offshore10 | . | S24 | . | T073 | 0.42 | 151.6421
DK_E_Offshore10 | . | S24 | . | T074 | 0.42 | 151.6421
DK_E_Offshore10 | . | S24 | . | T075 | 0.3 | 108.3158
DK_E_Offshore10 | . | S24 | . | T076 | 0.3 | 108.3158
DK_E_Offshore10 | . | S24 | . | T077 | 0.3 | 108.3158
DK_E_Offshore10 | . | S24 | . | T078 | 0.3 | 108.3158
DK_E_Offshore10 | . | S24 | . | T079 | 0.19 | 68.6
DK_E_Offshore10 | . | S24 | . | T080 | 0.19 | 68.6
DK_E_Offshore10 | . | S24 | . | T081 | 0.19 | 68.6
DK_E_Offshore10 | . | S24 | . | T082 | 0.19 | 68.6
DK_E_Offshore10 | . | S24 | . | T083 | 0.19 | 68.6
DK_E_Offshore10 | . | S24 | . | T084 | 0.19 | 68.6
DK_E_Offshore10 | . | S24 | . | T085 | 0.12 | 43.3263
DK_E_Offshore10 | . | S24 | . | T086 | 0.06 | 21.6632
DK_E_Offshore10 | . | S24 | . | T087 | 0 | 0
DK_E_Offshore10 | . | S24 | . | T088 | 0 | 0
DK_E_Offshore10 | . | S24 | . | T089 | 0 | 0
DK_E_Offshore10 | . | S24 | . | T090 | 0 | 0
DK_E_Offshore10 | . | S24 | . | T091 | 0 | 0
DK_E_Offshore10 | . | S24 | . | T092 | 0 | 0
DK_E_Offshore10 | . | S24 | . | T093 | 0 | 0
DK_E_Offshore10 | . | S24 | . | T094 | 0 | 0
DK_E_Offshore10 | . | S24 | . | T095 | 0 | 0
DK_E_Offshore10 | . | S24 | . | T096 | 0 | 0
DK_E_Offshore10 | . | S24 | . | T097 | 0 | 0
DK_E_Offshore10 | . | S24 | . | T098 | 0 | 0
DK_E_Offshore10 | . | S24 | . | T099 | 0 | 0
DK_E_Offshore10 | . | S24 | . | T100 | 0 | 0
DK_E_Offshore10 | . | S24 | . | T101 | 0 | 0
DK_E_Offshore10 | . | S24 | . | T102 | 0 | 0
DK_E_Offshore10 | . | S24 | . | T103 | 0 | 0
DK_E_Offshore10 | . | S24 | . | T104 | 0 | 0
DK_E_Offshore10 | . | S24 | . | T105 | 0 | 0
DK_E_Offshore10 | . | S24 | . | T106 | 0 | 0
DK_E_Offshore10 | . | S24 | . | T107 | 0.03 | 10.8316
DK_E_Offshore10 | . | S24 | . | T108 | 0.03 | 10.8316
DK_E_Offshore10 | . | S24 | . | T109 | 0.03 | 10.8316
DK_E_Offshore10 | . | S24 | . | T110 | 0.03 | 10.8316
DK_E_Offshore10 | . | S24 | . | T111 | 0.06 | 21.6632
DK_E_Offshore10 | . | S24 | . | T112 | 0.06 | 21.6632
DK_E_Offshore10 | . | S24 | . | T113 | 0.03 | 10.8316
DK_E_Offshore10 | . | S24 | . | T114 | 0.03 | 10.8316
DK_E_Offshore10 | . | S24 | . | T115 | 0.03 | 10.8316
DK_E_Offshore10 | . | S24 | . | T116 | 0.03 | 10.8316
DK_E_Offshore10 | . | S24 | . | T117 | 0.06 | 21.6632
DK_E_Offshore10 | . | S24 | . | T118 | 0.06 | 21.6632
DK_E_Offshore10 | . | S24 | . | T119 | 0.06 | 21.6632
DK_E_Offshore10 | . | S24 | . | T120 | 0.12 | 43.3263
DK_E_Offshore10 | . | S24 | . | T121 | 0.06 | 21.6632
DK_E_Offshore10 | . | S24 | . | T122 | 0.06 | 21.6632
DK_E_Offshore10 | . | S24 | . | T123 | 0.03 | 10.8316
DK_E_Offshore10 | . | S24 | . | T124 | 0 | 0
DK_E_Offshore10 | . | S24 | . | T125 | 0 | 0
DK_E_Offshore10 | . | S24 | . | T126 | 0 | 0
DK_E_Offshore10 | . | S24 | . | T127 | 0 | 0
DK_E_Offshore10 | . | S24 | . | T128 | 0 | 0
DK_E_Offshore10 | . | S24 | . | T129 | 0 | 0
DK_E_Offshore10 | . | S24 | . | T130 | 0 | 0
DK_E_Offshore10 | . | S24 | . | T131 | 0 | 0
DK_E_Offshore10 | . | S24 | . | T132 | 0 | 0
DK_E_Offshore10 | . | S24 | . | T133 | 0 | 0
DK_E_Offshore10 | . | S24 | . | T134 | 0.03 | 10.8316
DK_E_Offshore10 | . | S24 | . | T135 | 0.12 | 43.3263
DK_E_Offshore10 | . | S24 | . | T136 | 0.3 | 108.3158
DK_E_Offshore10 | . | S24 | . | T137 | 0.72 | 259.958
DK_E_Offshore10 | . | S24 | . | T138 | 0.72 | 259.958
DK_E_Offshore10 | . | S24 | . | T139 | 0.85 | 306.8948
DK_E_Offshore10 | . | S24 | . | T140 | 0.85 | 306.8948
DK_E_Offshore10 | . | S24 | . | T141 | 0.85 | 306.8948
DK_E_Offshore10 | . | S24 | . | T142 | 0.72 | 259.958
DK_E_Offshore10 | . | S24 | . | T143 | 0.85 | 306.8948
DK_E_Offshore10 | . | S24 | . | T144 | 0.85 | 306.8948
DK_E_Offshore10 | . | S24 | . | T145 | 0.85 | 306.8948
DK_E_Offshore10 | . | S24 | . | T146 | 0.72 | 259.958
DK_E_Offshore10 | . | S24 | . | T147 | 0.95 | 343.0001
DK_E_Offshore10 | . | S24 | . | T148 | 0.85 | 306.8948
DK_E_Offshore10 | . | S24 | . | T149 | 0.72 | 259.958
DK_E_Offshore10 | . | S24 | . | T150 | 0.3 | 108.3158
DK_E_Offshore10 | . | S24 | . | T151 | 0.12 | 43.3263
DK_E_Offshore10 | . | S24 | . | T152 | 0.85 | 306.8948
DK_E_Offshore10 | . | S24 | . | T153 | 0.85 | 306.8948
DK_E_Offshore10 | . | S24 | . | T154 | 0.57 | 205.8
DK_E_Offshore10 | . | S24 | . | T155 | 0.3 | 108.3158
DK_E_Offshore10 | . | S24 | . | T156 | 0.19 | 68.6
DK_E_Offshore10 | . | S24 | . | T157 | 0.19 | 68.6
DK_E_Offshore10 | . | S24 | . | T158 | 0.12 | 43.3263
DK_E_Offshore10 | . | S24 | . | T159 | 0.19 | 68.6
DK_E_Offshore10 | . | S24 | . | T160 | 0.12 | 43.3263
DK_E_Offshore10 | . | S24 | . | T161 | 0.12 | 43.3263
DK_E_Offshore10 | . | S24 | . | T162 | 0.06 | 21.6632
DK_E_Offshore10 | . | S24 | . | T163 | 0.06 | 21.6632
DK_E_Offshore10 | . | S24 | . | T164 | 0.06 | 21.6632
DK_E_Offshore10 | . | S24 | . | T165 | 0.03 | 10.8316
DK_E_Offshore10 | . | S24 | . | T166 | 0.03 | 10.8316
DK_E_Offshore10 | . | S24 | . | T167 | 0.03 | 10.8316
DK_E_Offshore10 | . | S24 | . | T168 | 0 | 0
DK_E_Offshore10 | . | S25 | . | T001 | 0 | 0
DK_E_Offshore10 | . | S25 | . | T002 | 0.03 | 10.8316
DK_E_Offshore10 | . | S25 | . | T003 | 0.03 | 10.8316
DK_E_Offshore10 | . | S25 | . | T004 | 0.03 | 10.8316
DK_E_Offshore10 | . | S25 | . | T005 | 0.03 | 10.8316
DK_E_Offshore10 | . | S25 | . | T006 | 0.03 | 10.8316
DK_E_Offshore10 | . | S25 | . | T007 | 0 | 0
DK_E_Offshore10 | . | S25 | . | T008 | 0 | 0
DK_E_Offshore10 | . | S25 | . | T009 | 0 | 0
DK_E_Offshore10 | . | S25 | . | T010 | 0 | 0
DK_E_Offshore10 | . | S25 | . | T011 | 0.03 | 10.8316
DK_E_Offshore10 | . | S25 | . | T012 | 0.06 | 21.6632
DK_E_Offshore10 | . | S25 | . | T013 | 0.12 | 43.3263
DK_E_Offshore10 | . | S25 | . | T014 | 0.12 | 43.3263
DK_E_Offshore10 | . | S25 | . | T015 | 0.19 | 68.6
DK_E_Offshore10 | . | S25 | . | T016 | 0.12 | 43.3263
DK_E_Offshore10 | . | S25 | . | T017 | 0.12 | 43.3263
DK_E_Offshore10 | . | S25 | . | T018 | 0.06 | 21.6632
DK_E_Offshore10 | . | S25 | . | T019 | 0.06 | 21.6632
DK_E_Offshore10 | . | S25 | . | T020 | 0.06 | 21.6632
DK_E_Offshore10 | . | S25 | . | T021 | 0.12 | 43.3263
DK_E_Offshore10 | . | S25 | . | T022 | 0.12 | 43.3263
DK_E_Offshore10 | . | S25 | . | T023 | 0.19 | 68.6
DK_E_Offshore10 | . | S25 | . | T024 | 0.3 | 108.3158
DK_E_Offshore10 | . | S25 | . | T025 | 0.42 | 151.6421
DK_E_Offshore10 | . | S25 | . | T026 | 0.42 | 151.6421
DK_E_Offshore10 | . | S25 | . | T027 | 0.42 | 151.6421
DK_E_Offshore10 | . | S25 | . | T028 | 0.42 | 151.6421
DK_E_Offshore10 | . | S25 | . | T029 | 0.42 | 151.6421
DK_E_Offshore10 | . | S25 | . | T030 | 0.42 | 151.6421
DK_E_Offshore10 | . | S25 | . | T031 | 0.42 | 151.6421
DK_E_Offshore10 | . | S25 | . | T032 | 0.19 | 68.6
DK_E_Offshore10 | . | S25 | . | T033 | 0.19 | 68.6
DK_E_Offshore10 | . | S25 | . | T034 | 0.19 | 68.6
DK_E_Offshore10 | . | S25 | . | T035 | 0.19 | 68.6
DK_E_Offshore10 | . | S25 | . | T036 | 0.42 | 151.6421
DK_E_Offshore10 | . | S25 | . | T037 | 0.57 | 205.8
DK_E_Offshore10 | . | S25 | . | T038 | 0.72 | 259.958
DK_E_Offshore10 | . | S25 | . | T039 | 0.72 | 259.958
DK_E_Offshore10 | . | S25 | . | T040 | 0.72 | 259.958
DK_E_Offshore10 | . | S25 | . | T041 | 0.72 | 259.958
DK_E_Offshore10 | . | S25 | . | T042 | 0.85 | 306.8948
DK_E_Offshore10 | . | S25 | . | T043 | 0.99 | 357.4422
DK_E_Offshore10 | . | S25 | . | T044 | 0.99 | 357.4422
DK_E_Offshore10 | . | S25 | . | T045 | 0.99 | 357.4422
DK_E_Offshore10 | . | S25 | . | T046 | 0.95 | 343.0001
DK_E_Offshore10 | . | S25 | . | T047 | 0.95 | 343.0001
DK_E_Offshore10 | . | S25 | . | T048 | 0.95 | 343.0001
DK_E_Offshore10 | . | S25 | . | T049 | 0.85 | 306.8948
DK_E_Offshore10 | . | S25 | . | T050 | 0.85 | 306.8948
DK_E_Offshore10 | . | S25 | . | T051 | 0.85 | 306.8948
DK_E_Offshore10 | . | S25 | . | T052 | 0.85 | 306.8948
DK_E_Offshore10 | . | S25 | . | T053 | 0.85 | 306.8948
DK_E_Offshore10 | . | S25 | . | T054 | 0.85 | 306.8948
DK_E_Offshore10 | . | S25 | . | T055 | 0.85 | 306.8948
DK_E_Offshore10 | . | S25 | . | T056 | 0.85 | 306.8948
DK_E_Offshore10 | . | S25 | . | T057 | 0.85 | 306.8948
DK_E_Offshore10 | . | S25 | . | T058 | 0.85 | 306.8948
DK_E_Offshore10 | . | S25 | . | T059 | 0.85 | 306.8948
DK_E_Offshore10 | . | S25 | . | T060 | 0.85 | 306.8948
DK_E_Offshore10 | . | S25 | . | T061 | 0.85 | 306.8948
DK_E_Offshore10 | . | S25 | . | T062 | 0.85 | 306.8948
DK_E_Offshore10 | . | S25 | . | T063 | 0.85 | 306.8948
DK_E_Offshore10 | . | S25 | . | T064 | 0.95 | 343.0001
DK_E_Offshore10 | . | S25 | . | T065 | 0.95 | 343.0001
DK_E_Offshore10 | . | S25 | . | T066 | 0.95 | 343.0001
DK_E_Offshore10 | . | S25 | . | T067 | 0.95 | 343.0001
DK_E_Offshore10 | . | S25 | . | T068 | 0.85 | 306.8948
DK_E_Offshore10 | . | S25 | . | T069 | 0.85 | 306.8948
DK_E_Offshore10 | . | S25 | . | T070 | 0.72 | 259.958
DK_E_Offshore10 | . | S25 | . | T071 | 0.57 | 205.8
DK_E_Offshore10 | . | S25 | . | T072 | 0.42 | 151.6421
DK_E_Offshore10 | . | S25 | . | T073 | 0.3 | 108.3158
DK_E_Offshore10 | . | S25 | . | T074 | 0.3 | 108.3158
DK_E_Offshore10 | . | S25 | . | T075 | 0.19 | 68.6
DK_E_Offshore10 | . | S25 | . | T076 | 0.19 | 68.6
DK_E_Offshore10 | . | S25 | . | T077 | 0.19 | 68.6
DK_E_Offshore10 | . | S25 | . | T078 | 0.19 | 68.6
DK_E_Offshore10 | . | S25 | . | T079 | 0.12 | 43.3263
DK_E_Offshore10 | . | S25 | . | T080 | 0.12 | 43.3263
DK_E_Offshore10 | . | S25 | . | T081 | 0.12 | 43.3263
DK_E_Offshore10 | . | S25 | . | T082 | 0.06 | 21.6632
DK_E_Offshore10 | . | S25 | . | T083 | 0.06 | 21.6632
DK_E_Offshore10 | . | S25 | . | T084 | 0.03 | 10.8316
DK_E_Offshore10 | . | S25 | . | T085 | 0.03 | 10.8316
DK_E_Offshore10 | . | S25 | . | T086 | 0 | 0
DK_E_Offshore10 | . | S25 | . | T087 | 0 | 0
DK_E_Offshore10 | . | S25 | . | T088 | 0 | 0
DK_E_Offshore10 | . | S25 | . | T089 | 0 | 0
DK_E_Offshore10 | . | S25 | . | T090 | 0 | 0
DK_E_Offshore10 | . | S25 | . | T091 | 0.03 | 10.8316
DK_E_Offshore10 | . | S25 | . | T092 | 0.12 | 43.3263
DK_E_Offshore10 | . | S25 | . | T093 | 0.3 | 108.3158
DK_E_Offshore10 | . | S25 | . | T094 | 0.42 | 151.6421
DK_E_Offshore10 | . | S25 | . | T095 | 0.57 | 205.8
DK_E_Offshore10 | . | S25 | . | T096 | 0.57 | 205.8
DK_E_Offshore10 | . | S25 | . | T097 | 0.42 | 151.6421
DK_E_Offshore10 | . | S25 | . | T098 | 0.3 | 108.3158
DK_E_Offshore10 | . | S25 | . | T099 | 0.19 | 68.6
DK_E_Offshore10 | . | S25 | . | T100 | 0.19 | 68.6
DK_E_Offshore10 | . | S25 | . | T101 | 0.3 | 108.3158
DK_E_Offshore10 | . | S25 | . | T102 | 0.19 | 68.6
DK_E_Offshore10 | . | S25 | . | T103 | 0.19 | 68.6
DK_E_Offshore10 | . | S25 | . | T104 | 0.19 | 68.6
DK_E_Offshore10 | . | S25 | . | T105 | 0.19 | 68.6
DK_E_Offshore10 | . | S25 | . | T106 | 0.12 | 43.3263
DK_E_Offshore10 | . | S25 | . | T107 | 0.19 | 68.6
DK_E_Offshore10 | . | S25 | . | T108 | 0.19 | 68.6
DK_E_Offshore10 | . | S25 | . | T109 | 0.12 | 43.3263
DK_E_Offshore10 | . | S25 | . | T110 | 0.12 | 43.3263
DK_E_Offshore10 | . | S25 | . | T111 | 0.06 | 21.6632
DK_E_Offshore10 | . | S25 | . | T112 | 0.06 | 21.6632
DK_E_Offshore10 | . | S25 | . | T113 | 0.06 | 21.6632
DK_E_Offshore10 | . | S25 | . | T114 | 0.12 | 43.3263
DK_E_Offshore10 | . | S25 | . | T115 | 0.19 | 68.6
DK_E_Offshore10 | . | S25 | . | T116 | 0.3 | 108.3158
DK_E_Offshore10 | . | S25 | . | T117 | 0.57 | 205.8
DK_E_Offshore10 | . | S25 | . | T118 | 0.57 | 205.8
DK_E_Offshore10 | . | S25 | . | T119 | 0.57 | 205.8
DK_E_Offshore10 | . | S25 | . | T120 | 0.42 | 151.6421
DK_E_Offshore10 | . | S25 | . | T121 | 0.42 | 151.6421
DK_E_Offshore10 | . | S25 | . | T122 | 0.57 | 205.8
DK_E_Offshore10 | . | S25 | . | T123 | 0.42 | 151.6421
DK_E_Offshore10 | . | S25 | . | T124 | 0.42 | 151.6421
DK_E_Offshore10 | . | S25 | . | T125 | 0.3 | 108.3158
DK_E_Offshore10 | . | S25 | . | T126 | 0.3 | 108.3158
DK_E_Offshore10 | . | S25 | . | T127 | 0.19 | 68.6
DK_E_Offshore10 | . | S25 | . | T128 | 0.19 | 68.6
DK_E_Offshore10 | . | S25 | . | T129 | 0.19 | 68.6
DK_E_Offshore10 | . | S25 | . | T130 | 0.19 | 68.6
DK_E_Offshore10 | . | S25 | . | T131 | 0.12 | 43.3263
DK_E_Offshore10 | . | S25 | . | T132 | 0.12 | 43.3263
DK_E_Offshore10 | . | S25 | . | T133 | 0.19 | 68.6
DK_E_Offshore10 | . | S25 | . | T134 | 0.19 | 68.6
DK_E_Offshore10 | . | S25 | . | T135 | 0.19 | 68.6
DK_E_Offshore10 | . | S25 | . | T136 | 0.42 | 151.6421
DK_E_Offshore10 | . | S25 | . | T137 | 0.85 | 306.8948
DK_E_Offshore10 | . | S25 | . | T138 | 0.57 | 205.8
DK_E_Offshore10 | . | S25 | . | T139 | 0.57 | 205.8
DK_E_Offshore10 | . | S25 | . | T140 | 0.85 | 306.8948
DK_E_Offshore10 | . | S25 | . | T141 | 0.95 | 343.0001
DK_E_Offshore10 | . | S25 | . | T142 | 0.95 | 343.0001
DK_E_Offshore10 | . | S25 | . | T143 | 0.72 | 259.958
DK_E_Offshore10 | . | S25 | . | T144 | 0.42 | 151.6421
DK_E_Offshore10 | . | S25 | . | T145 | 0.12 | 43.3263
DK_E_Offshore10 | . | S25 | . | T146 | 0.12 | 43.3263
DK_E_Offshore10 | . | S25 | . | T147 | 0.19 | 68.6
DK_E_Offshore10 | . | S25 | . | T148 | 0.3 | 108.3158
DK_E_Offshore10 | . | S25 | . | T149 | 0.57 | 205.8
DK_E_Offshore10 | . | S25 | . | T150 | 0.57 | 205.8
DK_E_Offshore10 | . | S25 | . | T151 | 0.57 | 205.8
DK_E_Offshore10 | . | S25 | . | T152 | 0.72 | 259.958
DK_E_Offshore10 | . | S25 | . | T153 | 0.57 | 205.8
DK_E_Offshore10 | . | S25 | . | T154 | 0.57 | 205.8
DK_E_Offshore10 | . | S25 | . | T155 | 0.57 | 205.8
DK_E_Offshore10 | . | S25 | . | T156 | 0.72 | 259.958
DK_E_Offshore10 | . | S25 | . | T157 | 0.85 | 306.8948
DK_E_Offshore10 | . | S25 | . | T158 | 0.95 | 343.0001
DK_E_Offshore10 | . | S25 | . | T159 | 0.95 | 343.0001
DK_E_Offshore10 | . | S25 | . | T160 | 0.85 | 306.8948
DK_E_Offshore10 | . | S25 | . | T161 | 0.72 | 259.958
DK_E_Offshore10 | . | S25 | . | T162 | 0.72 | 259.958
DK_E_Offshore10 | . | S25 | . | T163 | 0.57 | 205.8
DK_E_Offshore10 | . | S25 | . | T164 | 0.57 | 205.8
DK_E_Offshore10 | . | S25 | . | T165 | 0.42 | 151.6421
DK_E_Offshore10 | . | S25 | . | T166 | 0.57 | 205.8
DK_E_Offshore10 | . | S25 | . | T167 | 0.57 | 205.8
DK_E_Offshore10 | . | S25 | . | T168 | 0.72 | 259.958
DK_E_Offshore10 | . | S26 | . | T001 | 0.72 | 259.958
DK_E_Offshore10 | . | S26 | . | T002 | 0.57 | 205.8
DK_E_Offshore10 | . | S26 | . | T003 | 0.57 | 205.8
DK_E_Offshore10 | . | S26 | . | T004 | 0.42 | 151.6421
DK_E_Offshore10 | . | S26 | . | T005 | 0.42 | 151.6421
DK_E_Offshore10 | . | S26 | . | T006 | 0.42 | 151.6421
DK_E_Offshore10 | . | S26 | . | T007 | 0.42 | 151.6421
DK_E_Offshore10 | . | S26 | . | T008 | 0.42 | 151.6421
DK_E_Offshore10 | . | S26 | . | T009 | 0.42 | 151.6421
DK_E_Offshore10 | . | S26 | . | T010 | 0.42 | 151.6421
DK_E_Offshore10 | . | S26 | . | T011 | 0.42 | 151.6421
DK_E_Offshore10 | . | S26 | . | T012 | 0.57 | 205.8
DK_E_Offshore10 | . | S26 | . | T013 | 0.57 | 205.8
DK_E_Offshore10 | . | S26 | . | T014 | 0.57 | 205.8
DK_E_Offshore10 | . | S26 | . | T015 | 0.57 | 205.8
DK_E_Offshore10 | . | S26 | . | T016 | 0.72 | 259.958
DK_E_Offshore10 | . | S26 | . | T017 | 0.72 | 259.958
DK_E_Offshore10 | . | S26 | . | T018 | 0.72 | 259.958
DK_E_Offshore10 | . | S26 | . | T019 | 0.72 | 259.958
DK_E_Offshore10 | . | S26 | . | T020 | 0.72 | 259.958
DK_E_Offshore10 | . | S26 | . | T021 | 0.57 | 205.8
DK_E_Offshore10 | . | S26 | . | T022 | 0.57 | 205.8
DK_E_Offshore10 | . | S26 | . | T023 | 0.42 | 151.6421
DK_E_Offshore10 | . | S26 | . | T024 | 0.3 | 108.3158
DK_E_Offshore10 | . | S26 | . | T025 | 0.19 | 68.6
DK_E_Offshore10 | . | S26 | . | T026 | 0.19 | 68.6
DK_E_Offshore10 | . | S26 | . | T027 | 0.19 | 68.6
DK_E_Offshore10 | . | S26 | . | T028 | 0.12 | 43.3263
DK_E_Offshore10 | . | S26 | . | T029 | 0.19 | 68.6
DK_E_Offshore10 | . | S26 | . | T030 | 0.12 | 43.3263
DK_E_Offshore10 | . | S26 | . | T031 | 0.12 | 43.3263
DK_E_Offshore10 | . | S26 | . | T032 | 0.12 | 43.3263
DK_E_Offshore10 | . | S26 | . | T033 | 0.12 | 43.3263
DK_E_Offshore10 | . | S26 | . | T034 | 0.12 | 43.3263
DK_E_Offshore10 | . | S26 | . | T035 | 0.06 | 21.6632
DK_E_Offshore10 | . | S26 | . | T036 | 0.06 | 21.6632
DK_E_Offshore10 | . | S26 | . | T037 | 0.06 | 21.6632
DK_E_Offshore10 | . | S26 | . | T038 | 0.12 | 43.3263
DK_E_Offshore10 | . | S26 | . | T039 | 0.19 | 68.6
DK_E_Offshore10 | . | S26 | . | T040 | 0.12 | 43.3263
DK_E_Offshore10 | . | S26 | . | T041 | 0.12 | 43.3263
DK_E_Offshore10 | . | S26 | . | T042 | 0.19 | 68.6
DK_E_Offshore10 | . | S26 | . | T043 | 0.19 | 68.6
DK_E_Offshore10 | . | S26 | . | T044 | 0.3 | 108.3158
DK_E_Offshore10 | . | S26 | . | T045 | 0.42 | 151.6421
DK_E_Offshore10 | . | S26 | . | T046 | 0.42 | 151.6421
DK_E_Offshore10 | . | S26 | . | T047 | 0.57 | 205.8
DK_E_Offshore10 | . | S26 | . | T048 | 0.57 | 205.8
DK_E_Offshore10 | . | S26 | . | T049 | 0.42 | 151.6421
DK_E_Offshore10 | . | S26 | . | T050 | 0.3 | 108.3158
DK_E_Offshore10 | . | S26 | . | T051 | 0.19 | 68.6
DK_E_Offshore10 | . | S26 | . | T052 | 0.19 | 68.6
DK_E_Offshore10 | . | S26 | . | T053 | 0.12 | 43.3263
DK_E_Offshore10 | . | S26 | . | T054 | 0.12 | 43.3263
DK_E_Offshore10 | . | S26 | . | T055 | 0.12 | 43.3263
DK_E_Offshore10 | . | S26 | . | T056 | 0.19 | 68.6
DK_E_Offshore10 | . | S26 | . | T057 | 0.12 | 43.3263
DK_E_Offshore10 | . | S26 | . | T058 | 0.12 | 43.3263
DK_E_Offshore10 | . | S26 | . | T059 | 0.06 | 21.6632
DK_E_Offshore10 | . | S26 | . | T060 | 0.06 | 21.6632
DK_E_Offshore10 | . | S26 | . | T061 | 0.06 | 21.6632
DK_E_Offshore10 | . | S26 | . | T062 | 0.06 | 21.6632
DK_E_Offshore10 | . | S26 | . | T063 | 0.03 | 10.8316
DK_E_Offshore10 | . | S26 | . | T064 | 0.03 | 10.8316
DK_E_Offshore10 | . | S26 | . | T065 | 0 | 0
DK_E_Offshore10 | . | S26 | . | T066 | 0 | 0
DK_E_Offshore10 | . | S26 | . | T067 | 0 | 0
DK_E_Offshore10 | . | S26 | . | T068 | 0 | 0
DK_E_Offshore10 | . | S26 | . | T069 | 0 | 0
DK_E_Offshore10 | . | S26 | . | T070 | 0 | 0
DK_E_Offshore10 | . | S26 | . | T071 | 0 | 0
DK_E_Offshore10 | . | S26 | . | T072 | 0 | 0
DK_E_Offshore10 | . | S26 | . | T073 | 0 | 0
DK_E_Offshore10 | . | S26 | . | T074 | 0 | 0
DK_E_Offshore10 | . | S26 | . | T075 | 0 | 0
DK_E_Offshore10 | . | S26 | . | T076 | 0 | 0
DK_E_Offshore10 | . | S26 | . | T077 | 0.03 | 10.8316
DK_E_Offshore10 | . | S26 | . | T078 | 0.06 | 21.6632
DK_E_Offshore10 | . | S26 | . | T079 | 0.12 | 43.3263
DK_E_Offshore10 | . | S26 | . | T080 | 0.12 | 43.3263
DK_E_Offshore10 | . | S26 | . | T081 | 0.12 | 43.3263
DK_E_Offshore10 | . | S26 | . | T082 | 0.12 | 43.3263
DK_E_Offshore10 | . | S26 | . | T083 | 0.12 | 43.3263
DK_E_Offshore10 | . | S26 | . | T084 | 0.12 | 43.3263
DK_E_Offshore10 | . | S26 | . | T085 | 0.3 | 108.3158
DK_E_Offshore10 | . | S26 | . | T086 | 0.42 | 151.6421
DK_E_Offshore10 | . | S26 | . | T087 | 0.57 | 205.8
DK_E_Offshore10 | . | S26 | . | T088 | 0.57 | 205.8
DK_E_Offshore10 | . | S26 | . | T089 | 0.57 | 205.8
DK_E_Offshore10 | . | S26 | . | T090 | 0.57 | 205.8
DK_E_Offshore10 | . | S26 | . | T091 | 0.57 | 205.8
DK_E_Offshore10 | . | S26 | . | T092 | 0.57 | 205.8
DK_E_Offshore10 | . | S26 | . | T093 | 0.57 | 205.8
DK_E_Offshore10 | . | S26 | . | T094 | 0.72 | 259.958
DK_E_Offshore10 | . | S26 | . | T095 | 0.72 | 259.958
DK_E_Offshore10 | . | S26 | . | T096 | 0.85 | 306.8948
DK_E_Offshore10 | . | S26 | . | T097 | 0.85 | 306.8948
DK_E_Offshore10 | . | S26 | . | T098 | 0.72 | 259.958
DK_E_Offshore10 | . | S26 | . | T099 | 0.72 | 259.958
DK_E_Offshore10 | . | S26 | . | T100 | 0.57 | 205.8
DK_E_Offshore10 | . | S26 | . | T101 | 0.42 | 151.6421
DK_E_Offshore10 | . | S26 | . | T102 | 0.19 | 68.6
DK_E_Offshore10 | . | S26 | . | T103 | 0.12 | 43.3263
DK_E_Offshore10 | . | S26 | . | T104 | 0.57 | 205.8
DK_E_Offshore10 | . | S26 | . | T105 | 0.57 | 205.8
DK_E_Offshore10 | . | S26 | . | T106 | 0.42 | 151.6421
DK_E_Offshore10 | . | S26 | . | T107 | 0.42 | 151.6421
DK_E_Offshore10 | . | S26 | . | T108 | 0.19 | 68.6
DK_E_Offshore10 | . | S26 | . | T109 | 0.19 | 68.6
DK_E_Offshore10 | . | S26 | . | T110 | 0.12 | 43.3263
DK_E_Offshore10 | . | S26 | . | T111 | 0.12 | 43.3263
DK_E_Offshore10 | . | S26 | . | T112 | 0.12 | 43.3263
DK_E_Offshore10 | . | S26 | . | T113 | 0.12 | 43.3263
DK_E_Offshore10 | . | S26 | . | T114 | 0.12 | 43.3263
DK_E_Offshore10 | . | S26 | . | T115 | 0.06 | 21.6632
DK_E_Offshore10 | . | S26 | . | T116 | 0.12 | 43.3263
DK_E_Offshore10 | . | S26 | . | T117 | 0.12 | 43.3263
DK_E_Offshore10 | . | S26 | . | T118 | 0.19 | 68.6
DK_E_Offshore10 | . | S26 | . | T119 | 0.3 | 108.3158
DK_E_Offshore10 | . | S26 | . | T120 | 0.42 | 151.6421
DK_E_Offshore10 | . | S26 | . | T121 | 0.42 | 151.6421
DK_E_Offshore10 | . | S26 | . | T122 | 0.3 | 108.3158
DK_E_Offshore10 | . | S26 | . | T123 | 0.12 | 43.3263
DK_E_Offshore10 | . | S26 | . | T124 | 0.06 | 21.6632
DK_E_Offshore10 | . | S26 | . | T125 | 0.03 | 10.8316
DK_E_Offshore10 | . | S26 | . | T126 | 0 | 0
DK_E_Offshore10 | . | S26 | . | T127 | 0 | 0
DK_E_Offshore10 | . | S26 | . | T128 | 0 | 0
DK_E_Offshore10 | . | S26 | . | T129 | 0.03 | 10.8316
DK_E_Offshore10 | . | S26 | . | T130 | 0.03 | 10.8316
DK_E_Offshore10 | . | S26 | . | T131 | 0.03 | 10.8316
DK_E_Offshore10 | . | S26 | . | T132 | 0 | 0
DK_E_Offshore10 | . | S26 | . | T133 | 0 | 0
DK_E_Offshore10 | . | S26 | . | T134 | 0 | 0
DK_E_Offshore10 | . | S26 | . | T135 | 0 | 0
DK_E_Offshore10 | . | S26 | . | T136 | 0 | 0
DK_E_Offshore10 | . | S26 | . | T137 | 0 | 0
DK_E_Offshore10 | . | S26 | . | T138 | 0 | 0
DK_E_Offshore10 | . | S26 | . | T139 | 0 | 0
DK_E_Offshore10 | . | S26 | . | T140 | 0 | 0
DK_E_Offshore10 | . | S26 | . | T141 | 0 | 0
DK_E_Offshore10 | . | S26 | . | T142 | 0 | 0
DK_E_Offshore10 | . | S26 | . | T143 | 0.03 | 10.8316
DK_E_Offshore10 | . | S26 | . | T144 | 0.12 | 43.3263
DK_E_Offshore10 | . | S26 | . | T145 | 0.12 | 43.3263
DK_E_Offshore10 | . | S26 | . | T146 | 0.06 | 21.6632
DK_E_Offshore10 | . | S26 | . | T147 | 0.06 | 21.6632
DK_E_Offshore10 | . | S26 | . | T148 | 0.06 | 21.6632
DK_E_Offshore10 | . | S26 | . | T149 | 0.06 | 21.6632
DK_E_Offshore10 | . | S26 | . | T150 | 0.06 | 21.6632
DK_E_Offshore10 | . | S26 | . | T151 | 0.06 | 21.6632
DK_E_Offshore10 | . | S26 | . | T152 | 0.12 | 43.3263
DK_E_Offshore10 | . | S26 | . | T153 | 0.12 | 43.3263
DK_E_Offshore10 | . | S26 | . | T154 | 0.06 | 21.6632
DK_E_Offshore10 | . | S26 | . | T155 | 0.03 | 10.8316
DK_E_Offshore10 | . | S26 | . | T156 | 0 | 0
DK_E_Offshore10 | . | S26 | . | T157 | 0 | 0
DK_E_Offshore10 | . | S26 | . | T158 | 0.03 | 10.8316
DK_E_Offshore10 | . | S26 | . | T159 | 0.03 | 10.8316
DK_E_Offshore10 | . | S26 | . | T160 | 0.06 | 21.6632
DK_E_Offshore10 | . | S26 | . | T161 | 0.06 | 21.6632
DK_E_Offshore10 | . | S26 | . | T162 | 0.03 | 10.8316
DK_E_Offshore10 | . | S26 | . | T163 | 0.03 | 10.8316
DK_E_Offshore10 | . | S26 | . | T164 | 0.06 | 21.6632
DK_E_Offshore10 | . | S26 | . | T165 | 0.19 | 68.6
DK_E_Offshore10 | . | S26 | . | T166 | 0.72 | 259.958
DK_E_Offshore10 | . | S26 | . | T167 | 0.95 | 343.0001
DK_E_Offshore10 | . | S26 | . | T168 | 0.85 | 306.8948
DK_E_Offshore10 | . | S27 | . | T001 | 0.85 | 306.8948
DK_E_Offshore10 | . | S27 | . | T002 | 0.72 | 259.958
DK_E_Offshore10 | . | S27 | . | T003 | 0.72 | 259.958
DK_E_Offshore10 | . | S27 | . | T004 | 0.57 | 205.8
DK_E_Offshore10 | . | S27 | . | T005 | 0.42 | 151.6421
DK_E_Offshore10 | . | S27 | . | T006 | 0.42 | 151.6421
DK_E_Offshore10 | . | S27 | . | T007 | 0.3 | 108.3158
DK_E_Offshore10 | . | S27 | . | T008 | 0.42 | 151.6421
DK_E_Offshore10 | . | S27 | . | T009 | 0.42 | 151.6421
DK_E_Offshore10 | . | S27 | . | T010 | 0.42 | 151.6421
DK_E_Offshore10 | . | S27 | . | T011 | 0.3 | 108.3158
DK_E_Offshore10 | . | S27 | . | T012 | 0.3 | 108.3158
DK_E_Offshore10 | . | S27 | . | T013 | 0.3 | 108.3158
DK_E_Offshore10 | . | S27 | . | T014 | 0.42 | 151.6421
DK_E_Offshore10 | . | S27 | . | T015 | 0.57 | 205.8
DK_E_Offshore10 | . | S27 | . | T016 | 0.72 | 259.958
DK_E_Offshore10 | . | S27 | . | T017 | 0.85 | 306.8948
DK_E_Offshore10 | . | S27 | . | T018 | 0.95 | 343.0001
DK_E_Offshore10 | . | S27 | . | T019 | 0.95 | 343.0001
DK_E_Offshore10 | . | S27 | . | T020 | 0.99 | 357.4422
DK_E_Offshore10 | . | S27 | . | T021 | 0.99 | 357.4422
DK_E_Offshore10 | . | S27 | . | T022 | 0.95 | 343.0001
DK_E_Offshore10 | . | S27 | . | T023 | 0.95 | 343.0001
DK_E_Offshore10 | . | S27 | . | T024 | 0.95 | 343.0001
DK_E_Offshore10 | . | S27 | . | T025 | 0.85 | 306.8948
DK_E_Offshore10 | . | S27 | . | T026 | 0.85 | 306.8948
DK_E_Offshore10 | . | S27 | . | T027 | 0.85 | 306.8948
DK_E_Offshore10 | . | S27 | . | T028 | 0.72 | 259.958
DK_E_Offshore10 | . | S27 | . | T029 | 0.72 | 259.958
DK_E_Offshore10 | . | S27 | . | T030 | 0.72 | 259.958
DK_E_Offshore10 | . | S27 | . | T031 | 0.57 | 205.8
DK_E_Offshore10 | . | S27 | . | T032 | 0.57 | 205.8
DK_E_Offshore10 | . | S27 | . | T033 | 0.42 | 151.6421
DK_E_Offshore10 | . | S27 | . | T034 | 0.42 | 151.6421
DK_E_Offshore10 | . | S27 | . | T035 | 0.3 | 108.3158
DK_E_Offshore10 | . | S27 | . | T036 | 0.3 | 108.3158
DK_E_Offshore10 | . | S27 | . | T037 | 0.3 | 108.3158
DK_E_Offshore10 | . | S27 | . | T038 | 0.3 | 108.3158
DK_E_Offshore10 | . | S27 | . | T039 | 0.3 | 108.3158
DK_E_Offshore10 | . | S27 | . | T040 | 0.3 | 108.3158
DK_E_Offshore10 | . | S27 | . | T041 | 0.3 | 108.3158
DK_E_Offshore10 | . | S27 | . | T042 | 0.19 | 68.6
DK_E_Offshore10 | . | S27 | . | T043 | 0.19 | 68.6
DK_E_Offshore10 | . | S27 | . | T044 | 0.19 | 68.6
DK_E_Offshore10 | . | S27 | . | T045 | 0.12 | 43.3263
DK_E_Offshore10 | . | S27 | . | T046 | 0.06 | 21.6632
DK_E_Offshore10 | . | S27 | . | T047 | 0.06 | 21.6632
DK_E_Offshore10 | . | S27 | . | T048 | 0.03 | 10.8316
DK_E_Offshore10 | . | S27 | . | T049 | 0.03 | 10.8316
DK_E_Offshore10 | . | S27 | . | T050 | 0.03 | 10.8316
DK_E_Offshore10 | . | S27 | . | T051 | 0 | 0
DK_E_Offshore10 | . | S27 | . | T052 | 0 | 0
DK_E_Offshore10 | . | S27 | . | T053 | 0 | 0
DK_E_Offshore10 | . | S27 | . | T054 | 0 | 0
DK_E_Offshore10 | . | S27 | . | T055 | 0 | 0
DK_E_Offshore10 | . | S27 | . | T056 | 0 | 0
DK_E_Offshore10 | . | S27 | . | T057 | 0 | 0
DK_E_Offshore10 | . | S27 | . | T058 | 0 | 0
DK_E_Offshore10 | . | S27 | . | T059 | 0 | 0
DK_E_Offshore10 | . | S27 | . | T060 | 0 | 0
DK_E_Offshore10 | . | S27 | . | T061 | 0 | 0
DK_E_Offshore10 | . | S27 | . | T062 | 0.03 | 10.8316
DK_E_Offshore10 | . | S27 | . | T063 | 0.06 | 21.6632
DK_E_Offshore10 | . | S27 | . | T064 | 0.12 | 43.3263
DK_E_Offshore10 | . | S27 | . | T065 | 0.19 | 68.6
DK_E_Offshore10 | . | S27 | . | T066 | 0.3 | 108.3158
DK_E_Offshore10 | . | S27 | . | T067 | 0.42 | 151.6421
DK_E_Offshore10 | . | S27 | . | T068 | 0.57 | 205.8
DK_E_Offshore10 | . | S27 | . | T069 | 0.42 | 151.6421
DK_E_Offshore10 | . | S27 | . | T070 | 0.42 | 151.6421
DK_E_Offshore10 | . | S27 | . | T071 | 0.42 | 151.6421
DK_E_Offshore10 | . | S27 | . | T072 | 0.3 | 108.3158
DK_E_Offshore10 | . | S27 | . | T073 | 0.3 | 108.3158
DK_E_Offshore10 | . | S27 | . | T074 | 0.3 | 108.3158
DK_E_Offshore10 | . | S27 | . | T075 | 0.3 | 108.3158
DK_E_Offshore10 | . | S27 | . | T076 | 0.3 | 108.3158
DK_E_Offshore10 | . | S27 | . | T077 | 0.42 | 151.6421
DK_E_Offshore10 | . | S27 | . | T078 | 0.42 | 151.6421
DK_E_Offshore10 | . | S27 | . | T079 | 0.42 | 151.6421
DK_E_Offshore10 | . | S27 | . | T080 | 0.3 | 108.3158
DK_E_Offshore10 | . | S27 | . | T081 | 0.19 | 68.6
DK_E_Offshore10 | . | S27 | . | T082 | 0.19 | 68.6
DK_E_Offshore10 | . | S27 | . | T083 | 0.3 | 108.3158
DK_E_Offshore10 | . | S27 | . | T084 | 0.42 | 151.6421
DK_E_Offshore10 | . | S27 | . | T085 | 0.57 | 205.8
DK_E_Offshore10 | . | S27 | . | T086 | 0.72 | 259.958
DK_E_Offshore10 | . | S27 | . | T087 | 0.85 | 306.8948
DK_E_Offshore10 | . | S27 | . | T088 | 0.95 | 343.0001
DK_E_Offshore10 | . | S27 | . | T089 | 0.95 | 343.0001
DK_E_Offshore10 | . | S27 | . | T090 | 0.95 | 343.0001
DK_E_Offshore10 | . | S27 | . | T091 | 0.85 | 306.8948
DK_E_Offshore10 | . | S27 | . | T092 | 0.72 | 259.958
DK_E_Offshore10 | . | S27 | . | T093 | 0.57 | 205.8
DK_E_Offshore10 | . | S27 | . | T094 | 0.57 | 205.8
DK_E_Offshore10 | . | S27 | . | T095 | 0.57 | 205.8
DK_E_Offshore10 | . | S27 | . | T096 | 0.42 | 151.6421
DK_E_Offshore10 | . | S27 | . | T097 | 0.42 | 151.6421
DK_E_Offshore10 | . | S27 | . | T098 | 0.42 | 151.6421
DK_E_Offshore10 | . | S27 | . | T099 | 0.42 | 151.6421
DK_E_Offshore10 | . | S27 | . | T100 | 0.42 | 151.6421
DK_E_Offshore10 | . | S27 | . | T101 | 0.3 | 108.3158
DK_E_Offshore10 | . | S27 | . | T102 | 0.19 | 68.6
DK_E_Offshore10 | . | S27 | . | T103 | 0.19 | 68.6
DK_E_Offshore10 | . | S27 | . | T104 | 0.12 | 43.3263
DK_E_Offshore10 | . | S27 | . | T105 | 0.06 | 21.6632
DK_E_Offshore10 | . | S27 | . | T106 | 0.12 | 43.3263
DK_E_Offshore10 | . | S27 | . | T107 | 0.19 | 68.6
DK_E_Offshore10 | . | S27 | . | T108 | 0.19 | 68.6
DK_E_Offshore10 | . | S27 | . | T109 | 0.42 | 151.6421
DK_E_Offshore10 | . | S27 | . | T110 | 0.42 | 151.6421
DK_E_Offshore10 | . | S27 | . | T111 | 0.57 | 205.8
DK_E_Offshore10 | . | S27 | . | T112 | 0.57 | 205.8
DK_E_Offshore10 | . | S27 | . | T113 | 0.57 | 205.8
DK_E_Offshore10 | . | S27 | . | T114 | 0.57 | 205.8
DK_E_Offshore10 | . | S27 | . | T115 | 0.57 | 205.8
DK_E_Offshore10 | . | S27 | . | T116 | 0.57 | 205.8
DK_E_Offshore10 | . | S27 | . | T117 | 0.42 | 151.6421
DK_E_Offshore10 | . | S27 | . | T118 | 0.42 | 151.6421
DK_E_Offshore10 | . | S27 | . | T119 | 0.42 | 151.6421
DK_E_Offshore10 | . | S27 | . | T120 | 0.3 | 108.3158
DK_E_Offshore10 | . | S27 | . | T121 | 0.3 | 108.3158
DK_E_Offshore10 | . | S27 | . | T122 | 0.19 | 68.6
DK_E_Offshore10 | . | S27 | . | T123 | 0.19 | 68.6
DK_E_Offshore10 | . | S27 | . | T124 | 0.19 | 68.6
DK_E_Offshore10 | . | S27 | . | T125 | 0.19 | 68.6
DK_E_Offshore10 | . | S27 | . | T126 | 0.19 | 68.6
DK_E_Offshore10 | . | S27 | . | T127 | 0.19 | 68.6
DK_E_Offshore10 | . | S27 | . | T128 | 0.12 | 43.3263
DK_E_Offshore10 | . | S27 | . | T129 | 0.12 | 43.3263
DK_E_Offshore10 | . | S27 | . | T130 | 0.06 | 21.6632
DK_E_Offshore10 | . | S27 | . | T131 | 0.12 | 43.3263
DK_E_Offshore10 | . | S27 | . | T132 | 0.12 | 43.3263
DK_E_Offshore10 | . | S27 | . | T133 | 0.19 | 68.6
DK_E_Offshore10 | . | S27 | . | T134 | 0.3 | 108.3158
DK_E_Offshore10 | . | S27 | . | T135 | 0.3 | 108.3158
DK_E_Offshore10 | . | S27 | . | T136 | 0.3 | 108.3158
DK_E_Offshore10 | . | S27 | . | T137 | 0.3 | 108.3158
DK_E_Offshore10 | . | S27 | . | T138 | 0.3 | 108.3158
DK_E_Offshore10 | . | S27 | . | T139 | 0.3 | 108.3158
DK_E_Offshore10 | . | S27 | . | T140 | 0.42 | 151.6421
DK_E_Offshore10 | . | S27 | . | T141 | 0.57 | 205.8
DK_E_Offshore10 | . | S27 | . | T142 | 0.57 | 205.8
DK_E_Offshore10 | . | S27 | . | T143 | 0.72 | 259.958
DK_E_Offshore10 | . | S27 | . | T144 | 0.57 | 205.8
DK_E_Offshore10 | . | S27 | . | T145 | 0.57 | 205.8
DK_E_Offshore10 | . | S27 | . | T146 | 0.57 | 205.8
DK_E_Offshore10 | . | S27 | . | T147 | 0.57 | 205.8
DK_E_Offshore10 | . | S27 | . | T148 | 0.57 | 205.8
DK_E_Offshore10 | . | S27 | . | T149 | 0.72 | 259.958
DK_E_Offshore10 | . | S27 | . | T150 | 0.72 | 259.958
DK_E_Offshore10 | . | S27 | . | T151 | 0.85 | 306.8948
DK_E_Offshore10 | . | S27 | . | T152 | 0.72 | 259.958
DK_E_Offshore10 | . | S27 | . | T153 | 0.72 | 259.958
DK_E_Offshore10 | . | S27 | . | T154 | 0.85 | 306.8948
DK_E_Offshore10 | . | S27 | . | T155 | 0.95 | 343.0001
DK_E_Offshore10 | . | S27 | . | T156 | 0.95 | 343.0001
DK_E_Offshore10 | . | S27 | . | T157 | 0.99 | 357.4422
DK_E_Offshore10 | . | S27 | . | T158 | 0.99 | 357.4422
DK_E_Offshore10 | . | S27 | . | T159 | 0.99 | 357.4422
DK_E_Offshore10 | . | S27 | . | T160 | 0.95 | 343.0001
DK_E_Offshore10 | . | S27 | . | T161 | 0.85 | 306.8948
DK_E_Offshore10 | . | S27 | . | T162 | 0.85 | 306.8948
DK_E_Offshore10 | . | S27 | . | T163 | 0.85 | 306.8948
DK_E_Offshore10 | . | S27 | . | T164 | 0.57 | 205.8
DK_E_Offshore10 | . | S27 | . | T165 | 0.19 | 68.6
DK_E_Offshore10 | . | S27 | . | T166 | 0.06 | 21.6632
DK_E_Offshore10 | . | S27 | . | T167 | 0.06 | 21.6632
DK_E_Offshore10 | . | S27 | . | T168 | 0.06 | 21.6632
DK_E_Offshore10 | . | S28 | . | T001 | 0.12 | 43.3263
DK_E_Offshore10 | . | S28 | . | T002 | 0.06 | 21.6632
DK_E_Offshore10 | . | S28 | . | T003 | 0.06 | 21.6632
DK_E_Offshore10 | . | S28 | . | T004 | 0.06 | 21.6632
DK_E_Offshore10 | . | S28 | . | T005 | 0.03 | 10.8316
DK_E_Offshore10 | . | S28 | . | T006 | 0.03 | 10.8316
DK_E_Offshore10 | . | S28 | . | T007 | 0 | 0
DK_E_Offshore10 | . | S28 | . | T008 | 0.42 | 151.6421
DK_E_Offshore10 | . | S28 | . | T009 | 0.3 | 108.3158
DK_E_Offshore10 | . | S28 | . | T010 | 0.3 | 108.3158
DK_E_Offshore10 | . | S28 | . | T011 | 0.42 | 151.6421
DK_E_Offshore10 | . | S28 | . | T012 | 0.72 | 259.958
DK_E_Offshore10 | . | S28 | . | T013 | 0.85 | 306.8948
DK_E_Offshore10 | . | S28 | . | T014 | 0.72 | 259.958
DK_E_Offshore10 | . | S28 | . | T015 | 0.3 | 108.3158
DK_E_Offshore10 | . | S28 | . | T016 | 0.03 | 10.8316
DK_E_Offshore10 | . | S28 | . | T017 | 0.42 | 151.6421
DK_E_Offshore10 | . | S28 | . | T018 | 1 | 361.0527
DK_E_Offshore10 | . | S28 | . | T019 | 1 | 361.0527
DK_E_Offshore10 | . | S28 | . | T020 | 1 | 361.0527
DK_E_Offshore10 | . | S28 | . | T021 | 0.99 | 357.4422
DK_E_Offshore10 | . | S28 | . | T022 | 0.95 | 343.0001
DK_E_Offshore10 | . | S28 | . | T023 | 0.85 | 306.8948
DK_E_Offshore10 | . | S28 | . | T024 | 0.85 | 306.8948
DK_E_Offshore10 | . | S28 | . | T025 | 0.85 | 306.8948
DK_E_Offshore10 | . | S28 | . | T026 | 0.85 | 306.8948
DK_E_Offshore10 | . | S28 | . | T027 | 0.85 | 306.8948
DK_E_Offshore10 | . | S28 | . | T028 | 0.85 | 306.8948
DK_E_Offshore10 | . | S28 | . | T029 | 0.95 | 343.0001
DK_E_Offshore10 | . | S28 | . | T030 | 0.85 | 306.8948
DK_E_Offshore10 | . | S28 | . | T031 | 0.95 | 343.0001
DK_E_Offshore10 | . | S28 | . | T032 | 0.95 | 343.0001
DK_E_Offshore10 | . | S28 | . | T033 | 0.95 | 343.0001
DK_E_Offshore10 | . | S28 | . | T034 | 0.95 | 343.0001
DK_E_Offshore10 | . | S28 | . | T035 | 0.95 | 343.0001
DK_E_Offshore10 | . | S28 | . | T036 | 0.95 | 343.0001
DK_E_Offshore10 | . | S28 | . | T037 | 0.95 | 343.0001
DK_E_Offshore10 | . | S28 | . | T038 | 0.95 | 343.0001
DK_E_Offshore10 | . | S28 | . | T039 | 0.99 | 357.4422
DK_E_Offshore10 | . | S28 | . | T040 | 0.99 | 357.4422
DK_E_Offshore10 | . | S28 | . | T041 | 1 | 361.0527
DK_E_Offshore10 | . | S28 | . | T042 | 1 | 361.0527
DK_E_Offshore10 | . | S28 | . | T043 | 1 | 361.0527
DK_E_Offshore10 | . | S28 | . | T044 | 1 | 361.0527
DK_E_Offshore10 | . | S28 | . | T045 | 0.99 | 357.4422
DK_E_Offshore10 | . | S28 | . | T046 | 0.99 | 357.4422
DK_E_Offshore10 | . | S28 | . | T047 | 0.99 | 357.4422
DK_E_Offshore10 | . | S28 | . | T048 | 0.95 | 343.0001
DK_E_Offshore10 | . | S28 | . | T049 | 0.95 | 343.0001
DK_E_Offshore10 | . | S28 | . | T050 | 0.85 | 306.8948
DK_E_Offshore10 | . | S28 | . | T051 | 0.85 | 306.8948
DK_E_Offshore10 | . | S28 | . | T052 | 0.85 | 306.8948
DK_E_Offshore10 | . | S28 | . | T053 | 0.85 | 306.8948
DK_E_Offshore10 | . | S28 | . | T054 | 0.72 | 259.958
DK_E_Offshore10 | . | S28 | . | T055 | 0.72 | 259.958
DK_E_Offshore10 | . | S28 | . | T056 | 0.72 | 259.958
DK_E_Offshore10 | . | S28 | . | T057 | 0.57 | 205.8
DK_E_Offshore10 | . | S28 | . | T058 | 0.42 | 151.6421
DK_E_Offshore10 | . | S28 | . | T059 | 0.3 | 108.3158
DK_E_Offshore10 | . | S28 | . | T060 | 0.12 | 43.3263
DK_E_Offshore10 | . | S28 | . | T061 | 0.06 | 21.6632
DK_E_Offshore10 | . | S28 | . | T062 | 0.06 | 21.6632
DK_E_Offshore10 | . | S28 | . | T063 | 0.03 | 10.8316
DK_E_Offshore10 | . | S28 | . | T064 | 0.03 | 10.8316
DK_E_Offshore10 | . | S28 | . | T065 | 0.03 | 10.8316
DK_E_Offshore10 | . | S28 | . | T066 | 0.06 | 21.6632
DK_E_Offshore10 | . | S28 | . | T067 | 0.19 | 68.6
DK_E_Offshore10 | . | S28 | . | T068 | 0.3 | 108.3158
DK_E_Offshore10 | . | S28 | . | T069 | 0.42 | 151.6421
DK_E_Offshore10 | . | S28 | . | T070 | 0.72 | 259.958
DK_E_Offshore10 | . | S28 | . | T071 | 0.85 | 306.8948
DK_E_Offshore10 | . | S28 | . | T072 | 0.85 | 306.8948
DK_E_Offshore10 | . | S28 | . | T073 | 0.85 | 306.8948
DK_E_Offshore10 | . | S28 | . | T074 | 0.72 | 259.958
DK_E_Offshore10 | . | S28 | . | T075 | 0.57 | 205.8
DK_E_Offshore10 | . | S28 | . | T076 | 0.72 | 259.958
DK_E_Offshore10 | . | S28 | . | T077 | 0.57 | 205.8
DK_E_Offshore10 | . | S28 | . | T078 | 0.57 | 205.8
DK_E_Offshore10 | . | S28 | . | T079 | 0.72 | 259.958
DK_E_Offshore10 | . | S28 | . | T080 | 0.72 | 259.958
DK_E_Offshore10 | . | S28 | . | T081 | 0.72 | 259.958
DK_E_Offshore10 | . | S28 | . | T082 | 0.72 | 259.958
DK_E_Offshore10 | . | S28 | . | T083 | 0.72 | 259.958
DK_E_Offshore10 | . | S28 | . | T084 | 0.72 | 259.958
DK_E_Offshore10 | . | S28 | . | T085 | 0.57 | 205.8
DK_E_Offshore10 | . | S28 | . | T086 | 0.57 | 205.8
DK_E_Offshore10 | . | S28 | . | T087 | 0.57 | 205.8
DK_E_Offshore10 | . | S28 | . | T088 | 0.72 | 259.958
DK_E_Offshore10 | . | S28 | . | T089 | 0.95 | 343.0001
DK_E_Offshore10 | . | S28 | . | T090 | 0.99 | 357.4422
DK_E_Offshore10 | . | S28 | . | T091 | 1 | 361.0527
DK_E_Offshore10 | . | S28 | . | T092 | 1 | 361.0527
DK_E_Offshore10 | . | S28 | . | T093 | 1 | 361.0527
DK_E_Offshore10 | . | S28 | . | T094 | 1 | 361.0527
DK_E_Offshore10 | . | S28 | . | T095 | 1 | 361.0527
DK_E_Offshore10 | . | S28 | . | T096 | 1 | 361.0527
DK_E_Offshore10 | . | S28 | . | T097 | 1 | 361.0527
DK_E_Offshore10 | . | S28 | . | T098 | 1 | 361.0527
DK_E_Offshore10 | . | S28 | . | T099 | 1 | 361.0527
DK_E_Offshore10 | . | S28 | . | T100 | 1 | 361.0527
DK_E_Offshore10 | . | S28 | . | T101 | 1 | 361.0527
DK_E_Offshore10 | . | S28 | . | T102 | 1 | 361.0527
DK_E_Offshore10 | . | S28 | . | T103 | 1 | 361.0527
DK_E_Offshore10 | . | S28 | . | T104 | 1 | 361.0527
DK_E_Offshore10 | . | S28 | . | T105 | 1 | 361.0527
DK_E_Offshore10 | . | S28 | . | T106 | 1 | 361.0527
DK_E_Offshore10 | . | S28 | . | T107 | 1 | 361.0527
DK_E_Offshore10 | . | S28 | . | T108 | 0.99 | 357.4422
DK_E_Offshore10 | . | S28 | . | T109 | 0.95 | 343.0001
DK_E_Offshore10 | . | S28 | . | T110 | 0.72 | 259.958
DK_E_Offshore10 | . | S28 | . | T111 | 0.57 | 205.8
DK_E_Offshore10 | . | S28 | . | T112 | 0.42 | 151.6421
DK_E_Offshore10 | . | S28 | . | T113 | 0.42 | 151.6421
DK_E_Offshore10 | . | S28 | . | T114 | 0.3 | 108.3158
DK_E_Offshore10 | . | S28 | . | T115 | 0.3 | 108.3158
DK_E_Offshore10 | . | S28 | . | T116 | 0.19 | 68.6
DK_E_Offshore10 | . | S28 | . | T117 | 0.19 | 68.6
DK_E_Offshore10 | . | S28 | . | T118 | 0.19 | 68.6
DK_E_Offshore10 | . | S28 | . | T119 | 0.19 | 68.6
DK_E_Offshore10 | . | S28 | . | T120 | 0.3 | 108.3158
DK_E_Offshore10 | . | S28 | . | T121 | 0.3 | 108.3158
DK_E_Offshore10 | . | S28 | . | T122 | 0.72 | 259.958
DK_E_Offshore10 | . | S28 | . | T123 | 0.57 | 205.8
DK_E_Offshore10 | . | S28 | . | T124 | 0.57 | 205.8
DK_E_Offshore10 | . | S28 | . | T125 | 0.57 | 205.8
DK_E_Offshore10 | . | S28 | . | T126 | 0.57 | 205.8
DK_E_Offshore10 | . | S28 | . | T127 | 0.57 | 205.8
DK_E_Offshore10 | . | S28 | . | T128 | 0.72 | 259.958
DK_E_Offshore10 | . | S28 | . | T129 | 0.57 | 205.8
DK_E_Offshore10 | . | S28 | . | T130 | 0.57 | 205.8
DK_E_Offshore10 | . | S28 | . | T131 | 0.57 | 205.8
DK_E_Offshore10 | . | S28 | . | T132 | 0.57 | 205.8
DK_E_Offshore10 | . | S28 | . | T133 | 0.57 | 205.8
DK_E_Offshore10 | . | S28 | . | T134 | 0.57 | 205.8
DK_E_Offshore10 | . | S28 | . | T135 | 0.57 | 205.8
DK_E_Offshore10 | . | S28 | . | T136 | 0.57 | 205.8
DK_E_Offshore10 | . | S28 | . | T137 | 0.57 | 205.8
DK_E_Offshore10 | . | S28 | . | T138 | 0.72 | 259.958
DK_E_Offshore10 | . | S28 | . | T139 | 0.57 | 205.8
DK_E_Offshore10 | . | S28 | . | T140 | 0.57 | 205.8
DK_E_Offshore10 | . | S28 | . | T141 | 0.42 | 151.6421
DK_E_Offshore10 | . | S28 | . | T142 | 0.3 | 108.3158
DK_E_Offshore10 | . | S28 | . | T143 | 0.3 | 108.3158
DK_E_Offshore10 | . | S28 | . | T144 | 0.3 | 108.3158
DK_E_Offshore10 | . | S28 | . | T145 | 0.3 | 108.3158
DK_E_Offshore10 | . | S28 | . | T146 | 0.3 | 108.3158
DK_E_Offshore10 | . | S28 | . | T147 | 0.19 | 68.6
DK_E_Offshore10 | . | S28 | . | T148 | 0.12 | 43.3263
DK_E_Offshore10 | . | S28 | . | T149 | 0.06 | 21.6632
DK_E_Offshore10 | . | S28 | . | T150 | 0.03 | 10.8316
DK_E_Offshore10 | . | S28 | . | T151 | 0 | 0
DK_E_Offshore10 | . | S28 | . | T152 | 0.03 | 10.8316
DK_E_Offshore10 | . | S28 | . | T153 | 0 | 0
DK_E_Offshore10 | . | S28 | . | T154 | 0 | 0
DK_E_Offshore10 | . | S28 | . | T155 | 0.03 | 10.8316
DK_E_Offshore10 | . | S28 | . | T156 | 0.12 | 43.3263
DK_E_Offshore10 | . | S28 | . | T157 | 0.12 | 43.3263
DK_E_Offshore10 | . | S28 | . | T158 | 0.12 | 43.3263
DK_E_Offshore10 | . | S28 | . | T159 | 0.12 | 43.3263
DK_E_Offshore10 | . | S28 | . | T160 | 0.19 | 68.6
DK_E_Offshore10 | . | S28 | . | T161 | 0.3 | 108.3158
DK_E_Offshore10 | . | S28 | . | T162 | 0.3 | 108.3158
DK_E_Offshore10 | . | S28 | . | T163 | 0.3 | 108.3158
DK_E_Offshore10 | . | S28 | . | T164 | 0.3 | 108.3158
DK_E_Offshore10 | . | S28 | . | T165 | 0.42 | 151.6421
DK_E_Offshore10 | . | S28 | . | T166 | 0.57 | 205.8
DK_E_Offshore10 | . | S28 | . | T167 | 0.57 | 205.8
DK_E_Offshore10 | . | S28 | . | T168 | 0.57 | 205.8
DK_E_Offshore10 | . | S29 | . | T001 | 0.57 | 205.8
DK_E_Offshore10 | . | S29 | . | T002 | 0.57 | 205.8
DK_E_Offshore10 | . | S29 | . | T003 | 1 | 361.0527
DK_E_Offshore10 | . | S29 | . | T004 | 1 | 361.0527
DK_E_Offshore10 | . | S29 | . | T005 | 0.99 | 357.4422
DK_E_Offshore10 | . | S29 | . | T006 | 0.95 | 343.0001
DK_E_Offshore10 | . | S29 | . | T007 | 0.95 | 343.0001
DK_E_Offshore10 | . | S29 | . | T008 | 0.85 | 306.8948
DK_E_Offshore10 | . | S29 | . | T009 | 0.72 | 259.958
DK_E_Offshore10 | . | S29 | . | T010 | 0.57 | 205.8
DK_E_Offshore10 | . | S29 | . | T011 | 0.42 | 151.6421
DK_E_Offshore10 | . | S29 | . | T012 | 0.3 | 108.3158
DK_E_Offshore10 | . | S29 | . | T013 | 0.19 | 68.6
DK_E_Offshore10 | . | S29 | . | T014 | 0.06 | 21.6632
DK_E_Offshore10 | . | S29 | . | T015 | 0.03 | 10.8316
DK_E_Offshore10 | . | S29 | . | T016 | 0.03 | 10.8316
DK_E_Offshore10 | . | S29 | . | T017 | 0.03 | 10.8316
DK_E_Offshore10 | . | S29 | . | T018 | 0.06 | 21.6632
DK_E_Offshore10 | . | S29 | . | T019 | 0.12 | 43.3263
DK_E_Offshore10 | . | S29 | . | T020 | 0.19 | 68.6
DK_E_Offshore10 | . | S29 | . | T021 | 0.19 | 68.6
DK_E_Offshore10 | . | S29 | . | T022 | 0.19 | 68.6
DK_E_Offshore10 | . | S29 | . | T023 | 0.19 | 68.6
DK_E_Offshore10 | . | S29 | . | T024 | 0.19 | 68.6
DK_E_Offshore10 | . | S29 | . | T025 | 0.19 | 68.6
DK_E_Offshore10 | . | S29 | . | T026 | 0.3 | 108.3158
DK_E_Offshore10 | . | S29 | . | T027 | 0.3 | 108.3158
DK_E_Offshore10 | . | S29 | . | T028 | 0.3 | 108.3158
DK_E_Offshore10 | . | S29 | . | T029 | 0.42 | 151.6421
DK_E_Offshore10 | . | S29 | . | T030 | 0.42 | 151.6421
DK_E_Offshore10 | . | S29 | . | T031 | 0.3 | 108.3158
DK_E_Offshore10 | . | S29 | . | T032 | 0.12 | 43.3263
DK_E_Offshore10 | . | S29 | . | T033 | 0.19 | 68.6
DK_E_Offshore10 | . | S29 | . | T034 | 0.06 | 21.6632
DK_E_Offshore10 | . | S29 | . | T035 | 0.06 | 21.6632
DK_E_Offshore10 | . | S29 | . | T036 | 0.06 | 21.6632
DK_E_Offshore10 | . | S29 | . | T037 | 0.12 | 43.3263
DK_E_Offshore10 | . | S29 | . | T038 | 0.12 | 43.3263
DK_E_Offshore10 | . | S29 | . | T039 | 0.19 | 68.6
DK_E_Offshore10 | . | S29 | . | T040 | 0.19 | 68.6
DK_E_Offshore10 | . | S29 | . | T041 | 0.12 | 43.3263
DK_E_Offshore10 | . | S29 | . | T042 | 0.19 | 68.6
DK_E_Offshore10 | . | S29 | . | T043 | 0.19 | 68.6
DK_E_Offshore10 | . | S29 | . | T044 | 0.12 | 43.3263
DK_E_Offshore10 | . | S29 | . | T045 | 0.12 | 43.3263
DK_E_Offshore10 | . | S29 | . | T046 | 0.12 | 43.3263
DK_E_Offshore10 | . | S29 | . | T047 | 0.12 | 43.3263
DK_E_Offshore10 | . | S29 | . | T048 | 0.06 | 21.6632
DK_E_Offshore10 | . | S29 | . | T049 | 0.06 | 21.6632
DK_E_Offshore10 | . | S29 | . | T050 | 0.03 | 10.8316
DK_E_Offshore10 | . | S29 | . | T051 | 0 | 0
DK_E_Offshore10 | . | S29 | . | T052 | 0 | 0
DK_E_Offshore10 | . | S29 | . | T053 | 0 | 0
DK_E_Offshore10 | . | S29 | . | T054 | 0.03 | 10.8316
DK_E_Offshore10 | . | S29 | . | T055 | 0 | 0
DK_E_Offshore10 | . | S29 | . | T056 | 0 | 0
DK_E_Offshore10 | . | S29 | . | T057 | 0 | 0
DK_E_Offshore10 | . | S29 | . | T058 | 0 | 0
DK_E_Offshore10 | . | S29 | . | T059 | 0 | 0
DK_E_Offshore10 | . | S29 | . | T060 | 0 | 0
DK_E_Offshore10 | . | S29 | . | T061 | 0 | 0
DK_E_Offshore10 | . | S29 | . | T062 | 0 | 0
DK_E_Offshore10 | . | S29 | . | T063 | 0 | 0
DK_E_Offshore10 | . | S29 | . | T064 | 0 | 0
DK_E_Offshore10 | . | S29 | . | T065 | 0 | 0
DK_E_Offshore10 | . | S29 | . | T066 | 0 | 0
DK_E_Offshore10 | . | S29 | . | T067 | 0 | 0
DK_E_Offshore10 | . | S29 | . | T068 | 0 | 0
DK_E_Offshore10 | . | S29 | . | T069 | 0 | 0
DK_E_Offshore10 | . | S29 | . | T070 | 0 | 0
DK_E_Offshore10 | . | S29 | . | T071 | 0 | 0
DK_E_Offshore10 | . | S29 | . | T072 | 0 | 0
DK_E_Offshore10 | . | S29 | . | T073 | 0 | 0
DK_E_Offshore10 | . | S29 | . | T074 | 0 | 0
DK_E_Offshore10 | . | S29 | . | T075 | 0 | 0
DK_E_Offshore10 | . | S29 | . | T076 | 0 | 0
DK_E_Offshore10 | . | S29 | . | T077 | 0 | 0
DK_E_Offshore10 | . | S29 | . | T078 | 0 | 0
DK_E_Offshore10 | . | S29 | . | T079 | 0 | 0
DK_E_Offshore10 | . | S29 | . | T080 | 0.06 | 21.6632
DK_E_Offshore10 | . | S29 | . | T081 | 0.06 | 21.6632
DK_E_Offshore10 | . | S29 | . | T082 | 0.06 | 21.6632
DK_E_Offshore10 | . | S29 | . | T083 | 0.03 | 10.8316
DK_E_Offshore10 | . | S29 | . | T084 | 0.03 | 10.8316
DK_E_Offshore10 | . | S29 | . | T085 | 0.03 | 10.8316
DK_E_Offshore10 | . | S29 | . | T086 | 0.12 | 43.3263
DK_E_Offshore10 | . | S29 | . | T087 | 0.3 | 108.3158
DK_E_Offshore10 | . | S29 | . | T088 | 0.42 | 151.6421
DK_E_Offshore10 | . | S29 | . | T089 | 0.42 | 151.6421
DK_E_Offshore10 | . | S29 | . | T090 | 0.42 | 151.6421
DK_E_Offshore10 | . | S29 | . | T091 | 0.42 | 151.6421
DK_E_Offshore10 | . | S29 | . | T092 | 0.42 | 151.6421
DK_E_Offshore10 | . | S29 | . | T093 | 0.42 | 151.6421
DK_E_Offshore10 | . | S29 | . | T094 | 0.42 | 151.6421
DK_E_Offshore10 | . | S29 | . | T095 | 0.42 | 151.6421
DK_E_Offshore10 | . | S29 | . | T096 | 0.3 | 108.3158
DK_E_Offshore10 | . | S29 | . | T097 | 0.19 | 68.6
DK_E_Offshore10 | . | S29 | . | T098 | 0.3 | 108.3158
DK_E_Offshore10 | . | S29 | . | T099 | 0.3 | 108.3158
DK_E_Offshore10 | . | S29 | . | T100 | 0.3 | 108.3158
DK_E_Offshore10 | . | S29 | . | T101 | 0.3 | 108.3158
DK_E_Offshore10 | . | S29 | . | T102 | 0.3 | 108.3158
DK_E_Offshore10 | . | S29 | . | T103 | 0.3 | 108.3158
DK_E_Offshore10 | . | S29 | . | T104 | 0.19 | 68.6
DK_E_Offshore10 | . | S29 | . | T105 | 0.19 | 68.6
DK_E_Offshore10 | . | S29 | . | T106 | 0.12 | 43.3263
DK_E_Offshore10 | . | S29 | . | T107 | 0.12 | 43.3263
DK_E_Offshore10 | . | S29 | . | T108 | 0.06 | 21.6632
DK_E_Offshore10 | . | S29 | . | T109 | 0.06 | 21.6632
DK_E_Offshore10 | . | S29 | . | T110 | 0.19 | 68.6
DK_E_Offshore10 | . | S29 | . | T111 | 0.19 | 68.6
DK_E_Offshore10 | . | S29 | . | T112 | 0.3 | 108.3158
DK_E_Offshore10 | . | S29 | . | T113 | 0.12 | 43.3263
DK_E_Offshore10 | . | S29 | . | T114 | 0.3 | 108.3158
DK_E_Offshore10 | . | S29 | . | T115 | 0.42 | 151.6421
DK_E_Offshore10 | . | S29 | . | T116 | 0.3 | 108.3158
DK_E_Offshore10 | . | S29 | . | T117 | 0.19 | 68.6
DK_E_Offshore10 | . | S29 | . | T118 | 0.3 | 108.3158
DK_E_Offshore10 | . | S29 | . | T119 | 0.3 | 108.3158
DK_E_Offshore10 | . | S29 | . | T120 | 0.42 | 151.6421
DK_E_Offshore10 | . | S29 | . | T121 | 0.42 | 151.6421
DK_E_Offshore10 | . | S29 | . | T122 | 0.3 | 108.3158
DK_E_Offshore10 | . | S29 | . | T123 | 0.3 | 108.3158
DK_E_Offshore10 | . | S29 | . | T124 | 0.19 | 68.6
DK_E_Offshore10 | . | S29 | . | T125 | 0.19 | 68.6
DK_E_Offshore10 | . | S29 | . | T126 | 0.12 | 43.3263
DK_E_Offshore10 | . | S29 | . | T127 | 0.12 | 43.3263
DK_E_Offshore10 | . | S29 | . | T128 | 0.06 | 21.6632
DK_E_Offshore10 | . | S29 | . | T129 | 0.06 | 21.6632
DK_E_Offshore10 | . | S29 | . | T130 | 0.06 | 21.6632
DK_E_Offshore10 | . | S29 | . | T131 | 0.06 | 21.6632
DK_E_Offshore10 | . | S29 | . | T132 | 0.06 | 21.6632
DK_E_Offshore10 | . | S29 | . | T133 | 0.03 | 10.8316
DK_E_Offshore10 | . | S29 | . | T134 | 0 | 0
DK_E_Offshore10 | . | S29 | . | T135 | 0 | 0
DK_E_Offshore10 | . | S29 | . | T136 | 0 | 0
DK_E_Offshore10 | . | S29 | . | T137 | 0 | 0
DK_E_Offshore10 | . | S29 | . | T138 | 0 | 0
DK_E_Offshore10 | . | S29 | . | T139 | 0 | 0
DK_E_Offshore10 | . | S29 | . | T140 | 0.03 | 10.8316
DK_E_Offshore10 | . | S29 | . | T141 | 0.06 | 21.6632
DK_E_Offshore10 | . | S29 | . | T142 | 0.12 | 43.3263
DK_E_Offshore10 | . | S29 | . | T143 | 0.19 | 68.6
DK_E_Offshore10 | . | S29 | . | T144 | 0.3 | 108.3158
DK_E_Offshore10 | . | S29 | . | T145 | 0.3 | 108.3158
DK_E_Offshore10 | . | S29 | . | T146 | 0.42 | 151.6421
DK_E_Offshore10 | . | S29 | . | T147 | 0.42 | 151.6421
DK_E_Offshore10 | . | S29 | . | T148 | 0.57 | 205.8
DK_E_Offshore10 | . | S29 | . | T149 | 0.57 | 205.8
DK_E_Offshore10 | . | S29 | . | T150 | 0.57 | 205.8
DK_E_Offshore10 | . | S29 | . | T151 | 0.42 | 151.6421
DK_E_Offshore10 | . | S29 | . | T152 | 0.3 | 108.3158
DK_E_Offshore10 | . | S29 | . | T153 | 0.3 | 108.3158
DK_E_Offshore10 | . | S29 | . | T154 | 0.3 | 108.3158
DK_E_Offshore10 | . | S29 | . | T155 | 0.3 | 108.3158
DK_E_Offshore10 | . | S29 | . | T156 | 0.19 | 68.6
DK_E_Offshore10 | . | S29 | . | T157 | 0.19 | 68.6
DK_E_Offshore10 | . | S29 | . | T158 | 0.19 | 68.6
DK_E_Offshore10 | . | S29 | . | T159 | 0.19 | 68.6
DK_E_Offshore10 | . | S29 | . | T160 | 0.12 | 43.3263
DK_E_Offshore10 | . | S29 | . | T161 | 0.06 | 21.6632
DK_E_Offshore10 | . | S29 | . | T162 | 0.03 | 10.8316
DK_E_Offshore10 | . | S29 | . | T163 | 0 | 0
DK_E_Offshore10 | . | S29 | . | T164 | 0 | 0
DK_E_Offshore10 | . | S29 | . | T165 | 0 | 0
DK_E_Offshore10 | . | S29 | . | T166 | 0 | 0
DK_E_Offshore10 | . | S29 | . | T167 | 0 | 0
DK_E_Offshore10 | . | S29 | . | T168 | 0.06 | 21.6632
DK_E_Offshore10 | . | S30 | . | T001 | 0.12 | 43.3263
DK_E_Offshore10 | . | S30 | . | T002 | 0.3 | 108.3158
DK_E_Offshore10 | . | S30 | . | T003 | 0.3 | 108.3158
DK_E_Offshore10 | . | S30 | . | T004 | 0.3 | 108.3158
DK_E_Offshore10 | . | S30 | . | T005 | 0.19 | 68.6
DK_E_Offshore10 | . | S30 | . | T006 | 0.19 | 68.6
DK_E_Offshore10 | . | S30 | . | T007 | 0.12 | 43.3263
DK_E_Offshore10 | . | S30 | . | T008 | 0.12 | 43.3263
DK_E_Offshore10 | . | S30 | . | T009 | 0.12 | 43.3263
DK_E_Offshore10 | . | S30 | . | T010 | 0.06 | 21.6632
DK_E_Offshore10 | . | S30 | . | T011 | 0.03 | 10.8316
DK_E_Offshore10 | . | S30 | . | T012 | 0 | 0
DK_E_Offshore10 | . | S30 | . | T013 | 0 | 0
DK_E_Offshore10 | . | S30 | . | T014 | 0 | 0
DK_E_Offshore10 | . | S30 | . | T015 | 0 | 0
DK_E_Offshore10 | . | S30 | . | T016 | 0.03 | 10.8316
DK_E_Offshore10 | . | S30 | . | T017 | 0.03 | 10.8316
DK_E_Offshore10 | . | S30 | . | T018 | 0.03 | 10.8316
DK_E_Offshore10 | . | S30 | . | T019 | 0.06 | 21.6632
DK_E_Offshore10 | . | S30 | . | T020 | 0.12 | 43.3263
DK_E_Offshore10 | . | S30 | . | T021 | 0.19 | 68.6
DK_E_Offshore10 | . | S30 | . | T022 | 0.19 | 68.6
DK_E_Offshore10 | . | S30 | . | T023 | 0.12 | 43.3263
DK_E_Offshore10 | . | S30 | . | T024 | 0 | 0
DK_E_Offshore10 | . | S30 | . | T025 | 0.03 | 10.8316
DK_E_Offshore10 | . | S30 | . | T026 | 0.06 | 21.6632
DK_E_Offshore10 | . | S30 | . | T027 | 0.06 | 21.6632
DK_E_Offshore10 | . | S30 | . | T028 | 0.03 | 10.8316
DK_E_Offshore10 | . | S30 | . | T029 | 0.03 | 10.8316
DK_E_Offshore10 | . | S30 | . | T030 | 0.03 | 10.8316
DK_E_Offshore10 | . | S30 | . | T031 | 0.03 | 10.8316
DK_E_Offshore10 | . | S30 | . | T032 | 0.03 | 10.8316
DK_E_Offshore10 | . | S30 | . | T033 | 0.06 | 21.6632
DK_E_Offshore10 | . | S30 | . | T034 | 0.06 | 21.6632
DK_E_Offshore10 | . | S30 | . | T035 | 0.06 | 21.6632
DK_E_Offshore10 | . | S30 | . | T036 | 0.12 | 43.3263
DK_E_Offshore10 | . | S30 | . | T037 | 0.12 | 43.3263
DK_E_Offshore10 | . | S30 | . | T038 | 0.12 | 43.3263
DK_E_Offshore10 | . | S30 | . | T039 | 0.12 | 43.3263
DK_E_Offshore10 | . | S30 | . | T040 | 0.12 | 43.3263
DK_E_Offshore10 | . | S30 | . | T041 | 0.12 | 43.3263
DK_E_Offshore10 | . | S30 | . | T042 | 0.06 | 21.6632
DK_E_Offshore10 | . | S30 | . | T043 | 0.06 | 21.6632
DK_E_Offshore10 | . | S30 | . | T044 | 0.12 | 43.3263
DK_E_Offshore10 | . | S30 | . | T045 | 0.12 | 43.3263
DK_E_Offshore10 | . | S30 | . | T046 | 0.19 | 68.6
DK_E_Offshore10 | . | S30 | . | T047 | 0.12 | 43.3263
DK_E_Offshore10 | . | S30 | . | T048 | 0.12 | 43.3263
DK_E_Offshore10 | . | S30 | . | T049 | 0.06 | 21.6632
DK_E_Offshore10 | . | S30 | . | T050 | 0.12 | 43.3263
DK_E_Offshore10 | . | S30 | . | T051 | 0.06 | 21.6632
DK_E_Offshore10 | . | S30 | . | T052 | 0.06 | 21.6632
DK_E_Offshore10 | . | S30 | . | T053 | 0.06 | 21.6632
DK_E_Offshore10 | . | S30 | . | T054 | 0.06 | 21.6632
DK_E_Offshore10 | . | S30 | . | T055 | 0.03 | 10.8316
DK_E_Offshore10 | . | S30 | . | T056 | 0.12 | 43.3263
DK_E_Offshore10 | . | S30 | . | T057 | 0.06 | 21.6632
DK_E_Offshore10 | . | S30 | . | T058 | 0.03 | 10.8316
DK_E_Offshore10 | . | S30 | . | T059 | 0.03 | 10.8316
DK_E_Offshore10 | . | S30 | . | T060 | 0 | 0
DK_E_Offshore10 | . | S30 | . | T061 | 0.03 | 10.8316
DK_E_Offshore10 | . | S30 | . | T062 | 0.12 | 43.3263
DK_E_Offshore10 | . | S30 | . | T063 | 0.19 | 68.6
DK_E_Offshore10 | . | S30 | . | T064 | 0.19 | 68.6
DK_E_Offshore10 | . | S30 | . | T065 | 0.19 | 68.6
DK_E_Offshore10 | . | S30 | . | T066 | 0.12 | 43.3263
DK_E_Offshore10 | . | S30 | . | T067 | 0.19 | 68.6
DK_E_Offshore10 | . | S30 | . | T068 | 0.19 | 68.6
DK_E_Offshore10 | . | S30 | . | T069 | 0.3 | 108.3158
DK_E_Offshore10 | . | S30 | . | T070 | 0.19 | 68.6
DK_E_Offshore10 | . | S30 | . | T071 | 0.12 | 43.3263
DK_E_Offshore10 | . | S30 | . | T072 | 0.12 | 43.3263
DK_E_Offshore10 | . | S30 | . | T073 | 0.06 | 21.6632
DK_E_Offshore10 | . | S30 | . | T074 | 0.06 | 21.6632
DK_E_Offshore10 | . | S30 | . | T075 | 0.03 | 10.8316
DK_E_Offshore10 | . | S30 | . | T076 | 0.03 | 10.8316
DK_E_Offshore10 | . | S30 | . | T077 | 0 | 0
DK_E_Offshore10 | . | S30 | . | T078 | 0 | 0
DK_E_Offshore10 | . | S30 | . | T079 | 0 | 0
DK_E_Offshore10 | . | S30 | . | T080 | 0 | 0
DK_E_Offshore10 | . | S30 | . | T081 | 0 | 0
DK_E_Offshore10 | . | S30 | . | T082 | 0 | 0
DK_E_Offshore10 | . | S30 | . | T083 | 0 | 0
DK_E_Offshore10 | . | S30 | . | T084 | 0 | 0
DK_E_Offshore10 | . | S30 | . | T085 | 0 | 0
DK_E_Offshore10 | . | S30 | . | T086 | 0 | 0
DK_E_Offshore10 | . | S30 | . | T087 | 0.03 | 10.8316
DK_E_Offshore10 | . | S30 | . | T088 | 0.06 | 21.6632
DK_E_Offshore10 | . | S30 | . | T089 | 0.12 | 43.3263
DK_E_Offshore10 | . | S30 | . | T090 | 0.12 | 43.3263
DK_E_Offshore10 | . | S30 | . | T091 | 0.12 | 43.3263
DK_E_Offshore10 | . | S30 | . | T092 | 0.12 | 43.3263
DK_E_Offshore10 | . | S30 | . | T093 | 0.12 | 43.3263
DK_E_Offshore10 | . | S30 | . | T094 | 0.19 | 68.6
DK_E_Offshore10 | . | S30 | . | T095 | 0.3 | 108.3158
DK_E_Offshore10 | . | S30 | . | T096 | 0.3 | 108.3158
DK_E_Offshore10 | . | S30 | . | T097 | 0.3 | 108.3158
DK_E_Offshore10 | . | S30 | . | T098 | 0.19 | 68.6
DK_E_Offshore10 | . | S30 | . | T099 | 0.19 | 68.6
DK_E_Offshore10 | . | S30 | . | T100 | 0.19 | 68.6
DK_E_Offshore10 | . | S30 | . | T101 | 0.19 | 68.6
DK_E_Offshore10 | . | S30 | . | T102 | 0.3 | 108.3158
DK_E_Offshore10 | . | S30 | . | T103 | 0.3 | 108.3158
DK_E_Offshore10 | . | S30 | . | T104 | 0.3 | 108.3158
DK_E_Offshore10 | . | S30 | . | T105 | 0.19 | 68.6
DK_E_Offshore10 | . | S30 | . | T106 | 0.12 | 43.3263
DK_E_Offshore10 | . | S30 | . | T107 | 0.12 | 43.3263
DK_E_Offshore10 | . | S30 | . | T108 | 0.06 | 21.6632
DK_E_Offshore10 | . | S30 | . | T109 | 0.06 | 21.6632
DK_E_Offshore10 | . | S30 | . | T110 | 0.06 | 21.6632
DK_E_Offshore10 | . | S30 | . | T111 | 0.03 | 10.8316
DK_E_Offshore10 | . | S30 | . | T112 | 0.03 | 10.8316
DK_E_Offshore10 | . | S30 | . | T113 | 0.03 | 10.8316
DK_E_Offshore10 | . | S30 | . | T114 | 0.03 | 10.8316
DK_E_Offshore10 | . | S30 | . | T115 | 0.06 | 21.6632
DK_E_Offshore10 | . | S30 | . | T116 | 0.12 | 43.3263
DK_E_Offshore10 | . | S30 | . | T117 | 0.12 | 43.3263
DK_E_Offshore10 | . | S30 | . | T118 | 0.12 | 43.3263
DK_E_Offshore10 | . | S30 | . | T119 | 0.12 | 43.3263
DK_E_Offshore10 | . | S30 | . | T120 | 0.06 | 21.6632
DK_E_Offshore10 | . | S30 | . | T121 | 0.03 | 10.8316
DK_E_Offshore10 | . | S30 | . | T122 | 0 | 0
DK_E_Offshore10 | . | S30 | . | T123 | 0 | 0
DK_E_Offshore10 | . | S30 | . | T124 | 0 | 0
DK_E_Offshore10 | . | S30 | . | T125 | 0 | 0
DK_E_Offshore10 | . | S30 | . | T126 | 0 | 0
DK_E_Offshore10 | . | S30 | . | T127 | 0 | 0
DK_E_Offshore10 | . | S30 | . | T128 | 0 | 0
DK_E_Offshore10 | . | S30 | . | T129 | 0 | 0
DK_E_Offshore10 | . | S30 | . | T130 | 0 | 0
DK_E_Offshore10 | . | S30 | . | T131 | 0 | 0
DK_E_Offshore10 | . | S30 | . | T132 | 0 | 0
DK_E_Offshore10 | . | S30 | . | T133 | 0 | 0
DK_E_Offshore10 | . | S30 | . | T134 | 0 | 0
DK_E_Offshore10 | . | S30 | . | T135 | 0 | 0
DK_E_Offshore10 | . | S30 | . | T136 | 0 | 0
DK_E_Offshore10 | . | S30 | . | T137 | 0 | 0
DK_E_Offshore10 | . | S30 | . | T138 | 0 | 0
DK_E_Offshore10 | . | S30 | . | T139 | 0 | 0
DK_E_Offshore10 | . | S30 | . | T140 | 0 | 0
DK_E_Offshore10 | . | S30 | . | T141 | 0 | 0
DK_E_Offshore10 | . | S30 | . | T142 | 0 | 0
DK_E_Offshore10 | . | S30 | . | T143 | 0 | 0
DK_E_Offshore10 | . | S30 | . | T144 | 0 | 0
DK_E_Offshore10 | . | S30 | . | T145 | 0 | 0
DK_E_Offshore10 | . | S30 | . | T146 | 0 | 0
DK_E_Offshore10 | . | S30 | . | T147 | 0 | 0
DK_E_Offshore10 | . | S30 | . | T148 | 0 | 0
DK_E_Offshore10 | . | S30 | . | T149 | 0 | 0
DK_E_Offshore10 | . | S30 | . | T150 | 0 | 0
DK_E_Offshore10 | . | S30 | . | T151 | 0 | 0
DK_E_Offshore10 | . | S30 | . | T152 | 0 | 0
DK_E_Offshore10 | . | S30 | . | T153 | 0 | 0
DK_E_Offshore10 | . | S30 | . | T154 | 0 | 0
DK_E_Offshore10 | . | S30 | . | T155 | 0 | 0
DK_E_Offshore10 | . | S30 | . | T156 | 0 | 0
DK_E_Offshore10 | . | S30 | . | T157 | 0 | 0
DK_E_Offshore10 | . | S30 | . | T158 | 0.06 | 21.6632
DK_E_Offshore10 | . | S30 | . | T159 | 0.12 | 43.3263
DK_E_Offshore10 | . | S30 | . | T160 | 0.19 | 68.6
DK_E_Offshore10 | . | S30 | . | T161 | 0.19 | 68.6
DK_E_Offshore10 | . | S30 | . | T162 | 0.19 | 68.6
DK_E_Offshore10 | . | S30 | . | T163 | 0.19 | 68.6
DK_E_Offshore10 | . | S30 | . | T164 | 0.19 | 68.6
DK_E_Offshore10 | . | S30 | . | T165 | 0.3 | 108.3158
DK_E_Offshore10 | . | S30 | . | T166 | 0.3 | 108.3158
DK_E_Offshore10 | . | S30 | . | T167 | 0.19 | 68.6
DK_E_Offshore10 | . | S30 | . | T168 | 0.12 | 43.3263
DK_E_Offshore10 | . | S31 | . | T001 | 0 | 0
DK_E_Offshore10 | . | S31 | . | T002 | 0 | 0
DK_E_Offshore10 | . | S31 | . | T003 | 0 | 0
DK_E_Offshore10 | . | S31 | . | T004 | 0 | 0
DK_E_Offshore10 | . | S31 | . | T005 | 0.06 | 21.6632
DK_E_Offshore10 | . | S31 | . | T006 | 0.03 | 10.8316
DK_E_Offshore10 | . | S31 | . | T007 | 0.03 | 10.8316
DK_E_Offshore10 | . | S31 | . | T008 | 0.06 | 21.6632
DK_E_Offshore10 | . | S31 | . | T009 | 0.12 | 43.3263
DK_E_Offshore10 | . | S31 | . | T010 | 0.12 | 43.3263
DK_E_Offshore10 | . | S31 | . | T011 | 0.12 | 43.3263
DK_E_Offshore10 | . | S31 | . | T012 | 0.12 | 43.3263
DK_E_Offshore10 | . | S31 | . | T013 | 0.12 | 43.3263
DK_E_Offshore10 | . | S31 | . | T014 | 0.12 | 43.3263
DK_E_Offshore10 | . | S31 | . | T015 | 0.12 | 43.3263
DK_E_Offshore10 | . | S31 | . | T016 | 0.06 | 21.6632
DK_E_Offshore10 | . | S31 | . | T017 | 0.06 | 21.6632
DK_E_Offshore10 | . | S31 | . | T018 | 0.03 | 10.8316
DK_E_Offshore10 | . | S31 | . | T019 | 0.03 | 10.8316
DK_E_Offshore10 | . | S31 | . | T020 | 0.03 | 10.8316
DK_E_Offshore10 | . | S31 | . | T021 | 0.03 | 10.8316
DK_E_Offshore10 | . | S31 | . | T022 | 0.06 | 21.6632
DK_E_Offshore10 | . | S31 | . | T023 | 0.19 | 68.6
DK_E_Offshore10 | . | S31 | . | T024 | 0.19 | 68.6
DK_E_Offshore10 | . | S31 | . | T025 | 0.19 | 68.6
DK_E_Offshore10 | . | S31 | . | T026 | 0.3 | 108.3158
DK_E_Offshore10 | . | S31 | . | T027 | 0.42 | 151.6421
DK_E_Offshore10 | . | S31 | . | T028 | 0.57 | 205.8
DK_E_Offshore10 | . | S31 | . | T029 | 0.72 | 259.958
DK_E_Offshore10 | . | S31 | . | T030 | 0.72 | 259.958
DK_E_Offshore10 | . | S31 | . | T031 | 0.72 | 259.958
DK_E_Offshore10 | . | S31 | . | T032 | 0.57 | 205.8
DK_E_Offshore10 | . | S31 | . | T033 | 0.57 | 205.8
DK_E_Offshore10 | . | S31 | . | T034 | 0.42 | 151.6421
DK_E_Offshore10 | . | S31 | . | T035 | 0.3 | 108.3158
DK_E_Offshore10 | . | S31 | . | T036 | 0.19 | 68.6
DK_E_Offshore10 | . | S31 | . | T037 | 0.19 | 68.6
DK_E_Offshore10 | . | S31 | . | T038 | 0.3 | 108.3158
DK_E_Offshore10 | . | S31 | . | T039 | 0.42 | 151.6421
DK_E_Offshore10 | . | S31 | . | T040 | 0.57 | 205.8
DK_E_Offshore10 | . | S31 | . | T041 | 0.72 | 259.958
DK_E_Offshore10 | . | S31 | . | T042 | 0.85 | 306.8948
DK_E_Offshore10 | . | S31 | . | T043 | 0.85 | 306.8948
DK_E_Offshore10 | . | S31 | . | T044 | 0.72 | 259.958
DK_E_Offshore10 | . | S31 | . | T045 | 0.72 | 259.958
DK_E_Offshore10 | . | S31 | . | T046 | 0.72 | 259.958
DK_E_Offshore10 | . | S31 | . | T047 | 0.57 | 205.8
DK_E_Offshore10 | . | S31 | . | T048 | 0.57 | 205.8
DK_E_Offshore10 | . | S31 | . | T049 | 0.57 | 205.8
DK_E_Offshore10 | . | S31 | . | T050 | 0.42 | 151.6421
DK_E_Offshore10 | . | S31 | . | T051 | 0.42 | 151.6421
DK_E_Offshore10 | . | S31 | . | T052 | 0.3 | 108.3158
DK_E_Offshore10 | . | S31 | . | T053 | 0.3 | 108.3158
DK_E_Offshore10 | . | S31 | . | T054 | 0.19 | 68.6
DK_E_Offshore10 | . | S31 | . | T055 | 0.12 | 43.3263
DK_E_Offshore10 | . | S31 | . | T056 | 0.12 | 43.3263
DK_E_Offshore10 | . | S31 | . | T057 | 0.06 | 21.6632
DK_E_Offshore10 | . | S31 | . | T058 | 0.06 | 21.6632
DK_E_Offshore10 | . | S31 | . | T059 | 0.03 | 10.8316
DK_E_Offshore10 | . | S31 | . | T060 | 0 | 0
DK_E_Offshore10 | . | S31 | . | T061 | 0 | 0
DK_E_Offshore10 | . | S31 | . | T062 | 0 | 0
DK_E_Offshore10 | . | S31 | . | T063 | 0 | 0
DK_E_Offshore10 | . | S31 | . | T064 | 0 | 0
DK_E_Offshore10 | . | S31 | . | T065 | 0 | 0
DK_E_Offshore10 | . | S31 | . | T066 | 0 | 0
DK_E_Offshore10 | . | S31 | . | T067 | 0 | 0
DK_E_Offshore10 | . | S31 | . | T068 | 0 | 0
DK_E_Offshore10 | . | S31 | . | T069 | 0.03 | 10.8316
DK_E_Offshore10 | . | S31 | . | T070 | 0.12 | 43.3263
DK_E_Offshore10 | . | S31 | . | T071 | 0.3 | 108.3158
DK_E_Offshore10 | . | S31 | . | T072 | 0.3 | 108.3158
DK_E_Offshore10 | . | S31 | . | T073 | 0.42 | 151.6421
DK_E_Offshore10 | . | S31 | . | T074 | 0.57 | 205.8
DK_E_Offshore10 | . | S31 | . | T075 | 0.57 | 205.8
DK_E_Offshore10 | . | S31 | . | T076 | 0.57 | 205.8
DK_E_Offshore10 | . | S31 | . | T077 | 0.57 | 205.8
DK_E_Offshore10 | . | S31 | . | T078 | 0.42 | 151.6421
DK_E_Offshore10 | . | S31 | . | T079 | 0.3 | 108.3158
DK_E_Offshore10 | . | S31 | . | T080 | 0.42 | 151.6421
DK_E_Offshore10 | . | S31 | . | T081 | 0.42 | 151.6421
DK_E_Offshore10 | . | S31 | . | T082 | 0.3 | 108.3158
DK_E_Offshore10 | . | S31 | . | T083 | 0.3 | 108.3158
DK_E_Offshore10 | . | S31 | . | T084 | 0.42 | 151.6421
DK_E_Offshore10 | . | S31 | . | T085 | 0.42 | 151.6421
DK_E_Offshore10 | . | S31 | . | T086 | 0.42 | 151.6421
DK_E_Offshore10 | . | S31 | . | T087 | 0.42 | 151.6421
DK_E_Offshore10 | . | S31 | . | T088 | 0.42 | 151.6421
DK_E_Offshore10 | . | S31 | . | T089 | 0.42 | 151.6421
DK_E_Offshore10 | . | S31 | . | T090 | 0.42 | 151.6421
DK_E_Offshore10 | . | S31 | . | T091 | 0.3 | 108.3158
DK_E_Offshore10 | . | S31 | . | T092 | 0.3 | 108.3158
DK_E_Offshore10 | . | S31 | . | T093 | 0.3 | 108.3158
DK_E_Offshore10 | . | S31 | . | T094 | 0.3 | 108.3158
DK_E_Offshore10 | . | S31 | . | T095 | 0.3 | 108.3158
DK_E_Offshore10 | . | S31 | . | T096 | 0.19 | 68.6
DK_E_Offshore10 | . | S31 | . | T097 | 0.19 | 68.6
DK_E_Offshore10 | . | S31 | . | T098 | 0.12 | 43.3263
DK_E_Offshore10 | . | S31 | . | T099 | 0.12 | 43.3263
DK_E_Offshore10 | . | S31 | . | T100 | 0.06 | 21.6632
DK_E_Offshore10 | . | S31 | . | T101 | 0.06 | 21.6632
DK_E_Offshore10 | . | S31 | . | T102 | 0.03 | 10.8316
DK_E_Offshore10 | . | S31 | . | T103 | 0 | 0
DK_E_Offshore10 | . | S31 | . | T104 | 0 | 0
DK_E_Offshore10 | . | S31 | . | T105 | 0 | 0
DK_E_Offshore10 | . | S31 | . | T106 | 0 | 0
DK_E_Offshore10 | . | S31 | . | T107 | 0 | 0
DK_E_Offshore10 | . | S31 | . | T108 | 0 | 0
DK_E_Offshore10 | . | S31 | . | T109 | 0.03 | 10.8316
DK_E_Offshore10 | . | S31 | . | T110 | 0.06 | 21.6632
DK_E_Offshore10 | . | S31 | . | T111 | 0.19 | 68.6
DK_E_Offshore10 | . | S31 | . | T112 | 0.3 | 108.3158
DK_E_Offshore10 | . | S31 | . | T113 | 0.42 | 151.6421
DK_E_Offshore10 | . | S31 | . | T114 | 0.42 | 151.6421
DK_E_Offshore10 | . | S31 | . | T115 | 0.57 | 205.8
DK_E_Offshore10 | . | S31 | . | T116 | 0.57 | 205.8
DK_E_Offshore10 | . | S31 | . | T117 | 0.72 | 259.958
DK_E_Offshore10 | . | S31 | . | T118 | 0.85 | 306.8948
DK_E_Offshore10 | . | S31 | . | T119 | 0.72 | 259.958
DK_E_Offshore10 | . | S31 | . | T120 | 0.85 | 306.8948
DK_E_Offshore10 | . | S31 | . | T121 | 0.85 | 306.8948
DK_E_Offshore10 | . | S31 | . | T122 | 0.85 | 306.8948
DK_E_Offshore10 | . | S31 | . | T123 | 0.95 | 343.0001
DK_E_Offshore10 | . | S31 | . | T124 | 0.85 | 306.8948
DK_E_Offshore10 | . | S31 | . | T125 | 1 | 361.0527
DK_E_Offshore10 | . | S31 | . | T126 | 1 | 361.0527
DK_E_Offshore10 | . | S31 | . | T127 | 0.99 | 357.4422
DK_E_Offshore10 | . | S31 | . | T128 | 0.95 | 343.0001
DK_E_Offshore10 | . | S31 | . | T129 | 0.85 | 306.8948
DK_E_Offshore10 | . | S31 | . | T130 | 0.57 | 205.8
DK_E_Offshore10 | . | S31 | . | T131 | 0.3 | 108.3158
DK_E_Offshore10 | . | S31 | . | T132 | 0.19 | 68.6
DK_E_Offshore10 | . | S31 | . | T133 | 0.19 | 68.6
DK_E_Offshore10 | . | S31 | . | T134 | 0.19 | 68.6
DK_E_Offshore10 | . | S31 | . | T135 | 0.42 | 151.6421
DK_E_Offshore10 | . | S31 | . | T136 | 0.72 | 259.958
DK_E_Offshore10 | . | S31 | . | T137 | 0.72 | 259.958
DK_E_Offshore10 | . | S31 | . | T138 | 0.72 | 259.958
DK_E_Offshore10 | . | S31 | . | T139 | 0.85 | 306.8948
DK_E_Offshore10 | . | S31 | . | T140 | 0.95 | 343.0001
DK_E_Offshore10 | . | S31 | . | T141 | 0.95 | 343.0001
DK_E_Offshore10 | . | S31 | . | T142 | 0.95 | 343.0001
DK_E_Offshore10 | . | S31 | . | T143 | 0.95 | 343.0001
DK_E_Offshore10 | . | S31 | . | T144 | 0.85 | 306.8948
DK_E_Offshore10 | . | S31 | . | T145 | 0.85 | 306.8948
DK_E_Offshore10 | . | S31 | . | T146 | 0.72 | 259.958
DK_E_Offshore10 | . | S31 | . | T147 | 0.57 | 205.8
DK_E_Offshore10 | . | S31 | . | T148 | 0.42 | 151.6421
DK_E_Offshore10 | . | S31 | . | T149 | 0.3 | 108.3158
DK_E_Offshore10 | . | S31 | . | T150 | 0.19 | 68.6
DK_E_Offshore10 | . | S31 | . | T151 | 0.3 | 108.3158
DK_E_Offshore10 | . | S31 | . | T152 | 0.3 | 108.3158
DK_E_Offshore10 | . | S31 | . | T153 | 0.19 | 68.6
DK_E_Offshore10 | . | S31 | . | T154 | 0.19 | 68.6
DK_E_Offshore10 | . | S31 | . | T155 | 0.19 | 68.6
DK_E_Offshore10 | . | S31 | . | T156 | 0.06 | 21.6632
DK_E_Offshore10 | . | S31 | . | T157 | 0.06 | 21.6632
DK_E_Offshore10 | . | S31 | . | T158 | 0.06 | 21.6632
DK_E_Offshore10 | . | S31 | . | T159 | 0.12 | 43.3263
DK_E_Offshore10 | . | S31 | . | T160 | 0.19 | 68.6
DK_E_Offshore10 | . | S31 | . | T161 | 0.42 | 151.6421
DK_E_Offshore10 | . | S31 | . | T162 | 0.57 | 205.8
DK_E_Offshore10 | . | S31 | . | T163 | 0.72 | 259.958
DK_E_Offshore10 | . | S31 | . | T164 | 0.72 | 259.958
DK_E_Offshore10 | . | S31 | . | T165 | 0.95 | 343.0001
DK_E_Offshore10 | . | S31 | . | T166 | 0.95 | 343.0001
DK_E_Offshore10 | . | S31 | . | T167 | 0.95 | 343.0001
DK_E_Offshore10 | . | S31 | . | T168 | 0.85 | 306.8948
DK_E_Offshore10 | . | S32 | . | T001 | 0.85 | 306.8948
DK_E_Offshore10 | . | S32 | . | T002 | 0.72 | 259.958
DK_E_Offshore10 | . | S32 | . | T003 | 0.57 | 205.8
DK_E_Offshore10 | . | S32 | . | T004 | 0.42 | 151.6421
DK_E_Offshore10 | . | S32 | . | T005 | 0.42 | 151.6421
DK_E_Offshore10 | . | S32 | . | T006 | 0.3 | 108.3158
DK_E_Offshore10 | . | S32 | . | T007 | 0.3 | 108.3158
DK_E_Offshore10 | . | S32 | . | T008 | 0.19 | 68.6
DK_E_Offshore10 | . | S32 | . | T009 | 0.19 | 68.6
DK_E_Offshore10 | . | S32 | . | T010 | 0.19 | 68.6
DK_E_Offshore10 | . | S32 | . | T011 | 0.19 | 68.6
DK_E_Offshore10 | . | S32 | . | T012 | 0.3 | 108.3158
DK_E_Offshore10 | . | S32 | . | T013 | 0.3 | 108.3158
DK_E_Offshore10 | . | S32 | . | T014 | 0.42 | 151.6421
DK_E_Offshore10 | . | S32 | . | T015 | 0.57 | 205.8
DK_E_Offshore10 | . | S32 | . | T016 | 0.72 | 259.958
DK_E_Offshore10 | . | S32 | . | T017 | 0.85 | 306.8948
DK_E_Offshore10 | . | S32 | . | T018 | 0.99 | 357.4422
DK_E_Offshore10 | . | S32 | . | T019 | 0.99 | 357.4422
DK_E_Offshore10 | . | S32 | . | T020 | 1 | 361.0527
DK_E_Offshore10 | . | S32 | . | T021 | 1 | 361.0527
DK_E_Offshore10 | . | S32 | . | T022 | 1 | 361.0527
DK_E_Offshore10 | . | S32 | . | T023 | 0.99 | 357.4422
DK_E_Offshore10 | . | S32 | . | T024 | 0.95 | 343.0001
DK_E_Offshore10 | . | S32 | . | T025 | 0.85 | 306.8948
DK_E_Offshore10 | . | S32 | . | T026 | 0.85 | 306.8948
DK_E_Offshore10 | . | S32 | . | T027 | 0.85 | 306.8948
DK_E_Offshore10 | . | S32 | . | T028 | 0.85 | 306.8948
DK_E_Offshore10 | . | S32 | . | T029 | 0.72 | 259.958
DK_E_Offshore10 | . | S32 | . | T030 | 0.72 | 259.958
DK_E_Offshore10 | . | S32 | . | T031 | 0.72 | 259.958
DK_E_Offshore10 | . | S32 | . | T032 | 0.57 | 205.8
DK_E_Offshore10 | . | S32 | . | T033 | 0.57 | 205.8
DK_E_Offshore10 | . | S32 | . | T034 | 0.57 | 205.8
DK_E_Offshore10 | . | S32 | . | T035 | 0.42 | 151.6421
DK_E_Offshore10 | . | S32 | . | T036 | 0.42 | 151.6421
DK_E_Offshore10 | . | S32 | . | T037 | 0.3 | 108.3158
DK_E_Offshore10 | . | S32 | . | T038 | 0.3 | 108.3158
DK_E_Offshore10 | . | S32 | . | T039 | 0.3 | 108.3158
DK_E_Offshore10 | . | S32 | . | T040 | 0.3 | 108.3158
DK_E_Offshore10 | . | S32 | . | T041 | 0.19 | 68.6
DK_E_Offshore10 | . | S32 | . | T042 | 0.19 | 68.6
DK_E_Offshore10 | . | S32 | . | T043 | 0.19 | 68.6
DK_E_Offshore10 | . | S32 | . | T044 | 0.3 | 108.3158
DK_E_Offshore10 | . | S32 | . | T045 | 0.3 | 108.3158
DK_E_Offshore10 | . | S32 | . | T046 | 0.42 | 151.6421
DK_E_Offshore10 | . | S32 | . | T047 | 0.57 | 205.8
DK_E_Offshore10 | . | S32 | . | T048 | 0.72 | 259.958
DK_E_Offshore10 | . | S32 | . | T049 | 0.85 | 306.8948
DK_E_Offshore10 | . | S32 | . | T050 | 0.95 | 343.0001
DK_E_Offshore10 | . | S32 | . | T051 | 0.99 | 357.4422
DK_E_Offshore10 | . | S32 | . | T052 | 0.99 | 357.4422
DK_E_Offshore10 | . | S32 | . | T053 | 0.99 | 357.4422
DK_E_Offshore10 | . | S32 | . | T054 | 0.72 | 259.958
DK_E_Offshore10 | . | S32 | . | T055 | 0.19 | 68.6
DK_E_Offshore10 | . | S32 | . | T056 | 0.42 | 151.6421
DK_E_Offshore10 | . | S32 | . | T057 | 0.3 | 108.3158
DK_E_Offshore10 | . | S32 | . | T058 | 0.19 | 68.6
DK_E_Offshore10 | . | S32 | . | T059 | 0.19 | 68.6
DK_E_Offshore10 | . | S32 | . | T060 | 0.19 | 68.6
DK_E_Offshore10 | . | S32 | . | T061 | 0.12 | 43.3263
DK_E_Offshore10 | . | S32 | . | T062 | 0.12 | 43.3263
DK_E_Offshore10 | . | S32 | . | T063 | 0.06 | 21.6632
DK_E_Offshore10 | . | S32 | . | T064 | 0.03 | 10.8316
DK_E_Offshore10 | . | S32 | . | T065 | 0 | 0
DK_E_Offshore10 | . | S32 | . | T066 | 0 | 0
DK_E_Offshore10 | . | S32 | . | T067 | 0 | 0
DK_E_Offshore10 | . | S32 | . | T068 | 0 | 0
DK_E_Offshore10 | . | S32 | . | T069 | 0 | 0
DK_E_Offshore10 | . | S32 | . | T070 | 0.03 | 10.8316
DK_E_Offshore10 | . | S32 | . | T071 | 0.12 | 43.3263
DK_E_Offshore10 | . | S32 | . | T072 | 0.19 | 68.6
DK_E_Offshore10 | . | S32 | . | T073 | 0.42 | 151.6421
DK_E_Offshore10 | . | S32 | . | T074 | 0.42 | 151.6421
DK_E_Offshore10 | . | S32 | . | T075 | 0.42 | 151.6421
DK_E_Offshore10 | . | S32 | . | T076 | 0.42 | 151.6421
DK_E_Offshore10 | . | S32 | . | T077 | 0.42 | 151.6421
DK_E_Offshore10 | . | S32 | . | T078 | 0.57 | 205.8
DK_E_Offshore10 | . | S32 | . | T079 | 0.57 | 205.8
DK_E_Offshore10 | . | S32 | . | T080 | 0.72 | 259.958
DK_E_Offshore10 | . | S32 | . | T081 | 0.85 | 306.8948
DK_E_Offshore10 | . | S32 | . | T082 | 0.85 | 306.8948
DK_E_Offshore10 | . | S32 | . | T083 | 0.72 | 259.958
DK_E_Offshore10 | . | S32 | . | T084 | 0.85 | 306.8948
DK_E_Offshore10 | . | S32 | . | T085 | 0.95 | 343.0001
DK_E_Offshore10 | . | S32 | . | T086 | 0.95 | 343.0001
DK_E_Offshore10 | . | S32 | . | T087 | 0.99 | 357.4422
DK_E_Offshore10 | . | S32 | . | T088 | 0.99 | 357.4422
DK_E_Offshore10 | . | S32 | . | T089 | 1 | 361.0527
DK_E_Offshore10 | . | S32 | . | T090 | 1 | 361.0527
DK_E_Offshore10 | . | S32 | . | T091 | 1 | 361.0527
DK_E_Offshore10 | . | S32 | . | T092 | 1 | 361.0527
DK_E_Offshore10 | . | S32 | . | T093 | 0.99 | 357.4422
DK_E_Offshore10 | . | S32 | . | T094 | 0.99 | 357.4422
DK_E_Offshore10 | . | S32 | . | T095 | 0.99 | 357.4422
DK_E_Offshore10 | . | S32 | . | T096 | 1 | 361.0527
DK_E_Offshore10 | . | S32 | . | T097 | 1 | 361.0527
DK_E_Offshore10 | . | S32 | . | T098 | 1 | 361.0527
DK_E_Offshore10 | . | S32 | . | T099 | 1 | 361.0527
DK_E_Offshore10 | . | S32 | . | T100 | 1 | 361.0527
DK_E_Offshore10 | . | S32 | . | T101 | 1 | 361.0527
DK_E_Offshore10 | . | S32 | . | T102 | 1 | 361.0527
DK_E_Offshore10 | . | S32 | . | T103 | 1 | 361.0527
DK_E_Offshore10 | . | S32 | . | T104 | 1 | 361.0527
DK_E_Offshore10 | . | S32 | . | T105 | 1 | 361.0527
DK_E_Offshore10 | . | S32 | . | T106 | 1 | 361.0527
DK_E_Offshore10 | . | S32 | . | T107 | 0.95 | 343.0001
DK_E_Offshore10 | . | S32 | . | T108 | 0.85 | 306.8948
DK_E_Offshore10 | . | S32 | . | T109 | 0.57 | 205.8
DK_E_Offshore10 | . | S32 | . | T110 | 0.42 | 151.6421
DK_E_Offshore10 | . | S32 | . | T111 | 0.3 | 108.3158
DK_E_Offshore10 | . | S32 | . | T112 | 0.19 | 68.6
DK_E_Offshore10 | . | S32 | . | T113 | 0.19 | 68.6
DK_E_Offshore10 | . | S32 | . | T114 | 0.12 | 43.3263
DK_E_Offshore10 | . | S32 | . | T115 | 0.12 | 43.3263
DK_E_Offshore10 | . | S32 | . | T116 | 0.12 | 43.3263
DK_E_Offshore10 | . | S32 | . | T117 | 0.19 | 68.6
DK_E_Offshore10 | . | S32 | . | T118 | 0.19 | 68.6
DK_E_Offshore10 | . | S32 | . | T119 | 0.12 | 43.3263
DK_E_Offshore10 | . | S32 | . | T120 | 0.06 | 21.6632
DK_E_Offshore10 | . | S32 | . | T121 | 0.06 | 21.6632
DK_E_Offshore10 | . | S32 | . | T122 | 0.03 | 10.8316
DK_E_Offshore10 | . | S32 | . | T123 | 0.03 | 10.8316
DK_E_Offshore10 | . | S32 | . | T124 | 0.03 | 10.8316
DK_E_Offshore10 | . | S32 | . | T125 | 0 | 0
DK_E_Offshore10 | . | S32 | . | T126 | 0 | 0
DK_E_Offshore10 | . | S32 | . | T127 | 0 | 0
DK_E_Offshore10 | . | S32 | . | T128 | 0 | 0
DK_E_Offshore10 | . | S32 | . | T129 | 0 | 0
DK_E_Offshore10 | . | S32 | . | T130 | 0 | 0
DK_E_Offshore10 | . | S32 | . | T131 | 0 | 0
DK_E_Offshore10 | . | S32 | . | T132 | 0.03 | 10.8316
DK_E_Offshore10 | . | S32 | . | T133 | 0.12 | 43.3263
DK_E_Offshore10 | . | S32 | . | T134 | 0.19 | 68.6
DK_E_Offshore10 | . | S32 | . | T135 | 0.19 | 68.6
DK_E_Offshore10 | . | S32 | . | T136 | 0.42 | 151.6421
DK_E_Offshore10 | . | S32 | . | T137 | 0.42 | 151.6421
DK_E_Offshore10 | . | S32 | . | T138 | 0.72 | 259.958
DK_E_Offshore10 | . | S32 | . | T139 | 0.85 | 306.8948
DK_E_Offshore10 | . | S32 | . | T140 | 0.95 | 343.0001
DK_E_Offshore10 | . | S32 | . | T141 | 0.99 | 357.4422
DK_E_Offshore10 | . | S32 | . | T142 | 0.95 | 343.0001
DK_E_Offshore10 | . | S32 | . | T143 | 0.95 | 343.0001
DK_E_Offshore10 | . | S32 | . | T144 | 0.85 | 306.8948
DK_E_Offshore10 | . | S32 | . | T145 | 0.85 | 306.8948
DK_E_Offshore10 | . | S32 | . | T146 | 0.85 | 306.8948
DK_E_Offshore10 | . | S32 | . | T147 | 0.85 | 306.8948
DK_E_Offshore10 | . | S32 | . | T148 | 0.85 | 306.8948
DK_E_Offshore10 | . | S32 | . | T149 | 0.85 | 306.8948
DK_E_Offshore10 | . | S32 | . | T150 | 0.85 | 306.8948
DK_E_Offshore10 | . | S32 | . | T151 | 0.85 | 306.8948
DK_E_Offshore10 | . | S32 | . | T152 | 0.85 | 306.8948
DK_E_Offshore10 | . | S32 | . | T153 | 0.85 | 306.8948
DK_E_Offshore10 | . | S32 | . | T154 | 0.85 | 306.8948
DK_E_Offshore10 | . | S32 | . | T155 | 0.72 | 259.958
DK_E_Offshore10 | . | S32 | . | T156 | 0.72 | 259.958
DK_E_Offshore10 | . | S32 | . | T157 | 0.72 | 259.958
DK_E_Offshore10 | . | S32 | . | T158 | 0.72 | 259.958
DK_E_Offshore10 | . | S32 | . | T159 | 0.57 | 205.8
DK_E_Offshore10 | . | S32 | . | T160 | 0.42 | 151.6421
DK_E_Offshore10 | . | S32 | . | T161 | 0.42 | 151.6421
DK_E_Offshore10 | . | S32 | . | T162 | 0.3 | 108.3158
DK_E_Offshore10 | . | S32 | . | T163 | 0.3 | 108.3158
DK_E_Offshore10 | . | S32 | . | T164 | 0.3 | 108.3158
DK_E_Offshore10 | . | S32 | . | T165 | 0.42 | 151.6421
DK_E_Offshore10 | . | S32 | . | T166 | 0.42 | 151.6421
DK_E_Offshore10 | . | S32 | . | T167 | 0.42 | 151.6421
DK_E_Offshore10 | . | S32 | . | T168 | 0.3 | 108.3158
DK_E_Offshore10 | . | S33 | . | T001 | 0.3 | 108.3158
DK_E_Offshore10 | . | S33 | . | T002 | 0.42 | 151.6421
DK_E_Offshore10 | . | S33 | . | T003 | 0.42 | 151.6421
DK_E_Offshore10 | . | S33 | . | T004 | 0.57 | 205.8
DK_E_Offshore10 | . | S33 | . | T005 | 0.72 | 259.958
DK_E_Offshore10 | . | S33 | . | T006 | 0.72 | 259.958
DK_E_Offshore10 | . | S33 | . | T007 | 0.85 | 306.8948
DK_E_Offshore10 | . | S33 | . | T008 | 0.95 | 343.0001
DK_E_Offshore10 | . | S33 | . | T009 | 0.95 | 343.0001
DK_E_Offshore10 | . | S33 | . | T010 | 0.99 | 357.4422
DK_E_Offshore10 | . | S33 | . | T011 | 0.95 | 343.0001
DK_E_Offshore10 | . | S33 | . | T012 | 0.95 | 343.0001
DK_E_Offshore10 | . | S33 | . | T013 | 0.85 | 306.8948
DK_E_Offshore10 | . | S33 | . | T014 | 0.85 | 306.8948
DK_E_Offshore10 | . | S33 | . | T015 | 0.85 | 306.8948
DK_E_Offshore10 | . | S33 | . | T016 | 0.95 | 343.0001
DK_E_Offshore10 | . | S33 | . | T017 | 0.95 | 343.0001
DK_E_Offshore10 | . | S33 | . | T018 | 0.95 | 343.0001
DK_E_Offshore10 | . | S33 | . | T019 | 0.95 | 343.0001
DK_E_Offshore10 | . | S33 | . | T020 | 0.95 | 343.0001
DK_E_Offshore10 | . | S33 | . | T021 | 0.95 | 343.0001
DK_E_Offshore10 | . | S33 | . | T022 | 0.95 | 343.0001
DK_E_Offshore10 | . | S33 | . | T023 | 0.95 | 343.0001
DK_E_Offshore10 | . | S33 | . | T024 | 0.85 | 306.8948
DK_E_Offshore10 | . | S33 | . | T025 | 0.85 | 306.8948
DK_E_Offshore10 | . | S33 | . | T026 | 0.95 | 343.0001
DK_E_Offshore10 | . | S33 | . | T027 | 0.95 | 343.0001
DK_E_Offshore10 | . | S33 | . | T028 | 0.95 | 343.0001
DK_E_Offshore10 | . | S33 | . | T029 | 0.95 | 343.0001
DK_E_Offshore10 | . | S33 | . | T030 | 0.95 | 343.0001
DK_E_Offshore10 | . | S33 | . | T031 | 0.85 | 306.8948
DK_E_Offshore10 | . | S33 | . | T032 | 0.85 | 306.8948
DK_E_Offshore10 | . | S33 | . | T033 | 0.85 | 306.8948
DK_E_Offshore10 | . | S33 | . | T034 | 0.85 | 306.8948
DK_E_Offshore10 | . | S33 | . | T035 | 0.85 | 306.8948
DK_E_Offshore10 | . | S33 | . | T036 | 0.72 | 259.958
DK_E_Offshore10 | . | S33 | . | T037 | 0.72 | 259.958
DK_E_Offshore10 | . | S33 | . | T038 | 0.57 | 205.8
DK_E_Offshore10 | . | S33 | . | T039 | 0.57 | 205.8
DK_E_Offshore10 | . | S33 | . | T040 | 0.57 | 205.8
DK_E_Offshore10 | . | S33 | . | T041 | 0.42 | 151.6421
DK_E_Offshore10 | . | S33 | . | T042 | 0.57 | 205.8
DK_E_Offshore10 | . | S33 | . | T043 | 0.72 | 259.958
DK_E_Offshore10 | . | S33 | . | T044 | 0.72 | 259.958
DK_E_Offshore10 | . | S33 | . | T045 | 0.72 | 259.958
DK_E_Offshore10 | . | S33 | . | T046 | 0.72 | 259.958
DK_E_Offshore10 | . | S33 | . | T047 | 0.72 | 259.958
DK_E_Offshore10 | . | S33 | . | T048 | 0.72 | 259.958
DK_E_Offshore10 | . | S33 | . | T049 | 0.57 | 205.8
DK_E_Offshore10 | . | S33 | . | T050 | 0.57 | 205.8
DK_E_Offshore10 | . | S33 | . | T051 | 0.57 | 205.8
DK_E_Offshore10 | . | S33 | . | T052 | 0.42 | 151.6421
DK_E_Offshore10 | . | S33 | . | T053 | 0.42 | 151.6421
DK_E_Offshore10 | . | S33 | . | T054 | 0.3 | 108.3158
DK_E_Offshore10 | . | S33 | . | T055 | 0.3 | 108.3158
DK_E_Offshore10 | . | S33 | . | T056 | 0.42 | 151.6421
DK_E_Offshore10 | . | S33 | . | T057 | 0.42 | 151.6421
DK_E_Offshore10 | . | S33 | . | T058 | 0.42 | 151.6421
DK_E_Offshore10 | . | S33 | . | T059 | 0.42 | 151.6421
DK_E_Offshore10 | . | S33 | . | T060 | 0.42 | 151.6421
DK_E_Offshore10 | . | S33 | . | T061 | 0.42 | 151.6421
DK_E_Offshore10 | . | S33 | . | T062 | 0.19 | 68.6
DK_E_Offshore10 | . | S33 | . | T063 | 0.12 | 43.3263
DK_E_Offshore10 | . | S33 | . | T064 | 0.03 | 10.8316
DK_E_Offshore10 | . | S33 | . | T065 | 0.03 | 10.8316
DK_E_Offshore10 | . | S33 | . | T066 | 0.03 | 10.8316
DK_E_Offshore10 | . | S33 | . | T067 | 0.03 | 10.8316
DK_E_Offshore10 | . | S33 | . | T068 | 0 | 0
DK_E_Offshore10 | . | S33 | . | T069 | 0 | 0
DK_E_Offshore10 | . | S33 | . | T070 | 0 | 0
DK_E_Offshore10 | . | S33 | . | T071 | 0 | 0
DK_E_Offshore10 | . | S33 | . | T072 | 0 | 0
DK_E_Offshore10 | . | S33 | . | T073 | 0 | 0
DK_E_Offshore10 | . | S33 | . | T074 | 0.03 | 10.8316
DK_E_Offshore10 | . | S33 | . | T075 | 0.12 | 43.3263
DK_E_Offshore10 | . | S33 | . | T076 | 0.12 | 43.3263
DK_E_Offshore10 | . | S33 | . | T077 | 0.12 | 43.3263
DK_E_Offshore10 | . | S33 | . | T078 | 0.12 | 43.3263
DK_E_Offshore10 | . | S33 | . | T079 | 0.12 | 43.3263
DK_E_Offshore10 | . | S33 | . | T080 | 0.57 | 205.8
DK_E_Offshore10 | . | S33 | . | T081 | 0.42 | 151.6421
DK_E_Offshore10 | . | S33 | . | T082 | 0.42 | 151.6421
DK_E_Offshore10 | . | S33 | . | T083 | 0.42 | 151.6421
DK_E_Offshore10 | . | S33 | . | T084 | 0.3 | 108.3158
DK_E_Offshore10 | . | S33 | . | T085 | 0.3 | 108.3158
DK_E_Offshore10 | . | S33 | . | T086 | 0.3 | 108.3158
DK_E_Offshore10 | . | S33 | . | T087 | 0.3 | 108.3158
DK_E_Offshore10 | . | S33 | . | T088 | 0.3 | 108.3158
DK_E_Offshore10 | . | S33 | . | T089 | 0.3 | 108.3158
DK_E_Offshore10 | . | S33 | . | T090 | 0.3 | 108.3158
DK_E_Offshore10 | . | S33 | . | T091 | 0.3 | 108.3158
DK_E_Offshore10 | . | S33 | . | T092 | 0.19 | 68.6
DK_E_Offshore10 | . | S33 | . | T093 | 0.3 | 108.3158
DK_E_Offshore10 | . | S33 | . | T094 | 0.3 | 108.3158
DK_E_Offshore10 | . | S33 | . | T095 | 0.42 | 151.6421
DK_E_Offshore10 | . | S33 | . | T096 | 0.42 | 151.6421
DK_E_Offshore10 | . | S33 | . | T097 | 0.42 | 151.6421
DK_E_Offshore10 | . | S33 | . | T098 | 0.42 | 151.6421
DK_E_Offshore10 | . | S33 | . | T099 | 0.57 | 205.8
DK_E_Offshore10 | . | S33 | . | T100 | 0.57 | 205.8
DK_E_Offshore10 | . | S33 | . | T101 | 0.57 | 205.8
DK_E_Offshore10 | . | S33 | . | T102 | 0.57 | 205.8
DK_E_Offshore10 | . | S33 | . | T103 | 0.57 | 205.8
DK_E_Offshore10 | . | S33 | . | T104 | 0.57 | 205.8
DK_E_Offshore10 | . | S33 | . | T105 | 0.42 | 151.6421
DK_E_Offshore10 | . | S33 | . | T106 | 0.42 | 151.6421
DK_E_Offshore10 | . | S33 | . | T107 | 0.42 | 151.6421
DK_E_Offshore10 | . | S33 | . | T108 | 0.42 | 151.6421
DK_E_Offshore10 | . | S33 | . | T109 | 0.42 | 151.6421
DK_E_Offshore10 | . | S33 | . | T110 | 0.42 | 151.6421
DK_E_Offshore10 | . | S33 | . | T111 | 0.85 | 306.8948
DK_E_Offshore10 | . | S33 | . | T112 | 0.42 | 151.6421
DK_E_Offshore10 | . | S33 | . | T113 | 0.72 | 259.958
DK_E_Offshore10 | . | S33 | . | T114 | 0.72 | 259.958
DK_E_Offshore10 | . | S33 | . | T115 | 0.85 | 306.8948
DK_E_Offshore10 | . | S33 | . | T116 | 0.95 | 343.0001
DK_E_Offshore10 | . | S33 | . | T117 | 0.85 | 306.8948
DK_E_Offshore10 | . | S33 | . | T118 | 0.85 | 306.8948
DK_E_Offshore10 | . | S33 | . | T119 | 0.72 | 259.958
DK_E_Offshore10 | . | S33 | . | T120 | 0.57 | 205.8
DK_E_Offshore10 | . | S33 | . | T121 | 0.42 | 151.6421
DK_E_Offshore10 | . | S33 | . | T122 | 0.42 | 151.6421
DK_E_Offshore10 | . | S33 | . | T123 | 0.3 | 108.3158
DK_E_Offshore10 | . | S33 | . | T124 | 0.19 | 68.6
DK_E_Offshore10 | . | S33 | . | T125 | 0.19 | 68.6
DK_E_Offshore10 | . | S33 | . | T126 | 0.19 | 68.6
DK_E_Offshore10 | . | S33 | . | T127 | 0.19 | 68.6
DK_E_Offshore10 | . | S33 | . | T128 | 0.19 | 68.6
DK_E_Offshore10 | . | S33 | . | T129 | 0.19 | 68.6
DK_E_Offshore10 | . | S33 | . | T130 | 0.12 | 43.3263
DK_E_Offshore10 | . | S33 | . | T131 | 0.06 | 21.6632
DK_E_Offshore10 | . | S33 | . | T132 | 0.03 | 10.8316
DK_E_Offshore10 | . | S33 | . | T133 | 0 | 0
DK_E_Offshore10 | . | S33 | . | T134 | 0 | 0
DK_E_Offshore10 | . | S33 | . | T135 | 0 | 0
DK_E_Offshore10 | . | S33 | . | T136 | 0 | 0
DK_E_Offshore10 | . | S33 | . | T137 | 0 | 0
DK_E_Offshore10 | . | S33 | . | T138 | 0 | 0
DK_E_Offshore10 | . | S33 | . | T139 | 0 | 0
DK_E_Offshore10 | . | S33 | . | T140 | 0 | 0
DK_E_Offshore10 | . | S33 | . | T141 | 0 | 0
DK_E_Offshore10 | . | S33 | . | T142 | 0 | 0
DK_E_Offshore10 | . | S33 | . | T143 | 0 | 0
DK_E_Offshore10 | . | S33 | . | T144 | 0 | 0
DK_E_Offshore10 | . | S33 | . | T145 | 0 | 0
DK_E_Offshore10 | . | S33 | . | T146 | 0 | 0
DK_E_Offshore10 | . | S33 | . | T147 | 0 | 0
DK_E_Offshore10 | . | S33 | . | T148 | 0 | 0
DK_E_Offshore10 | . | S33 | . | T149 | 0 | 0
DK_E_Offshore10 | . | S33 | . | T150 | 0.03 | 10.8316
DK_E_Offshore10 | . | S33 | . | T151 | 0.03 | 10.8316
DK_E_Offshore10 | . | S33 | . | T152 | 0.06 | 21.6632
DK_E_Offshore10 | . | S33 | . | T153 | 0.06 | 21.6632
DK_E_Offshore10 | . | S33 | . | T154 | 0.12 | 43.3263
DK_E_Offshore10 | . | S33 | . | T155 | 0.19 | 68.6
DK_E_Offshore10 | . | S33 | . | T156 | 0.3 | 108.3158
DK_E_Offshore10 | . | S33 | . | T157 | 0.42 | 151.6421
DK_E_Offshore10 | . | S33 | . | T158 | 0.42 | 151.6421
DK_E_Offshore10 | . | S33 | . | T159 | 0.57 | 205.8
DK_E_Offshore10 | . | S33 | . | T160 | 0.57 | 205.8
DK_E_Offshore10 | . | S33 | . | T161 | 0.57 | 205.8
DK_E_Offshore10 | . | S33 | . | T162 | 0.72 | 259.958
DK_E_Offshore10 | . | S33 | . | T163 | 0.57 | 205.8
DK_E_Offshore10 | . | S33 | . | T164 | 0.57 | 205.8
DK_E_Offshore10 | . | S33 | . | T165 | 0.57 | 205.8
DK_E_Offshore10 | . | S33 | . | T166 | 0.57 | 205.8
DK_E_Offshore10 | . | S33 | . | T167 | 0.72 | 259.958
DK_E_Offshore10 | . | S33 | . | T168 | 0.72 | 259.958
DK_E_Offshore10 | . | S34 | . | T001 | 0.72 | 259.958
DK_E_Offshore10 | . | S34 | . | T002 | 0.57 | 205.8
DK_E_Offshore10 | . | S34 | . | T003 | 0.57 | 205.8
DK_E_Offshore10 | . | S34 | . | T004 | 0.57 | 205.8
DK_E_Offshore10 | . | S34 | . | T005 | 0.57 | 205.8
DK_E_Offshore10 | . | S34 | . | T006 | 0.57 | 205.8
DK_E_Offshore10 | . | S34 | . | T007 | 0.57 | 205.8
DK_E_Offshore10 | . | S34 | . | T008 | 0.3 | 108.3158
DK_E_Offshore10 | . | S34 | . | T009 | 0.19 | 68.6
DK_E_Offshore10 | . | S34 | . | T010 | 0.19 | 68.6
DK_E_Offshore10 | . | S34 | . | T011 | 0.12 | 43.3263
DK_E_Offshore10 | . | S34 | . | T012 | 0.03 | 10.8316
DK_E_Offshore10 | . | S34 | . | T013 | 0.03 | 10.8316
DK_E_Offshore10 | . | S34 | . | T014 | 0.06 | 21.6632
DK_E_Offshore10 | . | S34 | . | T015 | 0.12 | 43.3263
DK_E_Offshore10 | . | S34 | . | T016 | 0.12 | 43.3263
DK_E_Offshore10 | . | S34 | . | T017 | 0.06 | 21.6632
DK_E_Offshore10 | . | S34 | . | T018 | 0.03 | 10.8316
DK_E_Offshore10 | . | S34 | . | T019 | 0.03 | 10.8316
DK_E_Offshore10 | . | S34 | . | T020 | 0.3 | 108.3158
DK_E_Offshore10 | . | S34 | . | T021 | 0.42 | 151.6421
DK_E_Offshore10 | . | S34 | . | T022 | 0.57 | 205.8
DK_E_Offshore10 | . | S34 | . | T023 | 0.57 | 205.8
DK_E_Offshore10 | . | S34 | . | T024 | 0.42 | 151.6421
DK_E_Offshore10 | . | S34 | . | T025 | 0.12 | 43.3263
DK_E_Offshore10 | . | S34 | . | T026 | 0.03 | 10.8316
DK_E_Offshore10 | . | S34 | . | T027 | 0 | 0
DK_E_Offshore10 | . | S34 | . | T028 | 0.06 | 21.6632
DK_E_Offshore10 | . | S34 | . | T029 | 0.12 | 43.3263
DK_E_Offshore10 | . | S34 | . | T030 | 0.19 | 68.6
DK_E_Offshore10 | . | S34 | . | T031 | 0.19 | 68.6
DK_E_Offshore10 | . | S34 | . | T032 | 0.19 | 68.6
DK_E_Offshore10 | . | S34 | . | T033 | 0.12 | 43.3263
DK_E_Offshore10 | . | S34 | . | T034 | 0.06 | 21.6632
DK_E_Offshore10 | . | S34 | . | T035 | 0.06 | 21.6632
DK_E_Offshore10 | . | S34 | . | T036 | 0.06 | 21.6632
DK_E_Offshore10 | . | S34 | . | T037 | 0.03 | 10.8316
DK_E_Offshore10 | . | S34 | . | T038 | 0.03 | 10.8316
DK_E_Offshore10 | . | S34 | . | T039 | 0 | 0
DK_E_Offshore10 | . | S34 | . | T040 | 0 | 0
DK_E_Offshore10 | . | S34 | . | T041 | 0 | 0
DK_E_Offshore10 | . | S34 | . | T042 | 0 | 0
DK_E_Offshore10 | . | S34 | . | T043 | 0 | 0
DK_E_Offshore10 | . | S34 | . | T044 | 0 | 0
DK_E_Offshore10 | . | S34 | . | T045 | 0 | 0
DK_E_Offshore10 | . | S34 | . | T046 | 0 | 0
DK_E_Offshore10 | . | S34 | . | T047 | 0.03 | 10.8316
DK_E_Offshore10 | . | S34 | . | T048 | 0.03 | 10.8316
DK_E_Offshore10 | . | S34 | . | T049 | 0.06 | 21.6632
DK_E_Offshore10 | . | S34 | . | T050 | 0.06 | 21.6632
DK_E_Offshore10 | . | S34 | . | T051 | 0.06 | 21.6632
DK_E_Offshore10 | . | S34 | . | T052 | 0.06 | 21.6632
DK_E_Offshore10 | . | S34 | . | T053 | 0.03 | 10.8316
DK_E_Offshore10 | . | S34 | . | T054 | 0.03 | 10.8316
DK_E_Offshore10 | . | S34 | . | T055 | 0.06 | 21.6632
DK_E_Offshore10 | . | S34 | . | T056 | 0.06 | 21.6632
DK_E_Offshore10 | . | S34 | . | T057 | 0.06 | 21.6632
DK_E_Offshore10 | . | S34 | . | T058 | 0.03 | 10.8316
DK_E_Offshore10 | . | S34 | . | T059 | 0.03 | 10.8316
DK_E_Offshore10 | . | S34 | . | T060 | 0 | 0
DK_E_Offshore10 | . | S34 | . | T061 | 0 | 0
DK_E_Offshore10 | . | S34 | . | T062 | 0 | 0
DK_E_Offshore10 | . | S34 | . | T063 | 0 | 0
DK_E_Offshore10 | . | S34 | . | T064 | 0.03 | 10.8316
DK_E_Offshore10 | . | S34 | . | T065 | 0.03 | 10.8316
DK_E_Offshore10 | . | S34 | . | T066 | 0 | 0
DK_E_Offshore10 | . | S34 | . | T067 | 0 | 0
DK_E_Offshore10 | . | S34 | . | T068 | 0 | 0
DK_E_Offshore10 | . | S34 | . | T069 | 0 | 0
DK_E_Offshore10 | . | S34 | . | T070 | 0 | 0
DK_E_Offshore10 | . | S34 | . | T071 | 0 | 0
DK_E_Offshore10 | . | S34 | . | T072 | 0.03 | 10.8316
DK_E_Offshore10 | . | S34 | . | T073 | 0.06 | 21.6632
DK_E_Offshore10 | . | S34 | . | T074 | 0.06 | 21.6632
DK_E_Offshore10 | . | S34 | . | T075 | 0.06 | 21.6632
DK_E_Offshore10 | . | S34 | . | T076 | 0.03 | 10.8316
DK_E_Offshore10 | . | S34 | . | T077 | 0.03 | 10.8316
DK_E_Offshore10 | . | S34 | . | T078 | 0.03 | 10.8316
DK_E_Offshore10 | . | S34 | . | T079 | 0.06 | 21.6632
DK_E_Offshore10 | . | S34 | . | T080 | 0.12 | 43.3263
DK_E_Offshore10 | . | S34 | . | T081 | 0.12 | 43.3263
DK_E_Offshore10 | . | S34 | . | T082 | 0.19 | 68.6
DK_E_Offshore10 | . | S34 | . | T083 | 0.19 | 68.6
DK_E_Offshore10 | . | S34 | . | T084 | 0.12 | 43.3263
DK_E_Offshore10 | . | S34 | . | T085 | 0.12 | 43.3263
DK_E_Offshore10 | . | S34 | . | T086 | 0.12 | 43.3263
DK_E_Offshore10 | . | S34 | . | T087 | 0.12 | 43.3263
DK_E_Offshore10 | . | S34 | . | T088 | 0.12 | 43.3263
DK_E_Offshore10 | . | S34 | . | T089 | 0.12 | 43.3263
DK_E_Offshore10 | . | S34 | . | T090 | 0.06 | 21.6632
DK_E_Offshore10 | . | S34 | . | T091 | 0.06 | 21.6632
DK_E_Offshore10 | . | S34 | . | T092 | 0.03 | 10.8316
DK_E_Offshore10 | . | S34 | . | T093 | 0.03 | 10.8316
DK_E_Offshore10 | . | S34 | . | T094 | 0.06 | 21.6632
DK_E_Offshore10 | . | S34 | . | T095 | 0.06 | 21.6632
DK_E_Offshore10 | . | S34 | . | T096 | 0.12 | 43.3263
DK_E_Offshore10 | . | S34 | . | T097 | 0.12 | 43.3263
DK_E_Offshore10 | . | S34 | . | T098 | 0.12 | 43.3263
DK_E_Offshore10 | . | S34 | . | T099 | 0.12 | 43.3263
DK_E_Offshore10 | . | S34 | . | T100 | 0.12 | 43.3263
DK_E_Offshore10 | . | S34 | . | T101 | 0.12 | 43.3263
DK_E_Offshore10 | . | S34 | . | T102 | 0.06 | 21.6632
DK_E_Offshore10 | . | S34 | . | T103 | 0.06 | 21.6632
DK_E_Offshore10 | . | S34 | . | T104 | 0.12 | 43.3263
DK_E_Offshore10 | . | S34 | . | T105 | 0.06 | 21.6632
DK_E_Offshore10 | . | S34 | . | T106 | 0.06 | 21.6632
DK_E_Offshore10 | . | S34 | . | T107 | 0.06 | 21.6632
DK_E_Offshore10 | . | S34 | . | T108 | 0.12 | 43.3263
DK_E_Offshore10 | . | S34 | . | T109 | 0.12 | 43.3263
DK_E_Offshore10 | . | S34 | . | T110 | 0.19 | 68.6
DK_E_Offshore10 | . | S34 | . | T111 | 0.3 | 108.3158
DK_E_Offshore10 | . | S34 | . | T112 | 0.3 | 108.3158
DK_E_Offshore10 | . | S34 | . | T113 | 0.42 | 151.6421
DK_E_Offshore10 | . | S34 | . | T114 | 0.42 | 151.6421
DK_E_Offshore10 | . | S34 | . | T115 | 0.57 | 205.8
DK_E_Offshore10 | . | S34 | . | T116 | 0.57 | 205.8
DK_E_Offshore10 | . | S34 | . | T117 | 0.57 | 205.8
DK_E_Offshore10 | . | S34 | . | T118 | 0.57 | 205.8
DK_E_Offshore10 | . | S34 | . | T119 | 0.57 | 205.8
DK_E_Offshore10 | . | S34 | . | T120 | 0.42 | 151.6421
DK_E_Offshore10 | . | S34 | . | T121 | 0.42 | 151.6421
DK_E_Offshore10 | . | S34 | . | T122 | 0.42 | 151.6421
DK_E_Offshore10 | . | S34 | . | T123 | 0.42 | 151.6421
DK_E_Offshore10 | . | S34 | . | T124 | 0.42 | 151.6421
DK_E_Offshore10 | . | S34 | . | T125 | 0.42 | 151.6421
DK_E_Offshore10 | . | S34 | . | T126 | 0.57 | 205.8
DK_E_Offshore10 | . | S34 | . | T127 | 0.42 | 151.6421
DK_E_Offshore10 | . | S34 | . | T128 | 0.3 | 108.3158
DK_E_Offshore10 | . | S34 | . | T129 | 0.19 | 68.6
DK_E_Offshore10 | . | S34 | . | T130 | 0.12 | 43.3263
DK_E_Offshore10 | . | S34 | . | T131 | 0.06 | 21.6632
DK_E_Offshore10 | . | S34 | . | T132 | 0 | 0
DK_E_Offshore10 | . | S34 | . | T133 | 0 | 0
DK_E_Offshore10 | . | S34 | . | T134 | 0 | 0
DK_E_Offshore10 | . | S34 | . | T135 | 0 | 0
DK_E_Offshore10 | . | S34 | . | T136 | 0 | 0
DK_E_Offshore10 | . | S34 | . | T137 | 0 | 0
DK_E_Offshore10 | . | S34 | . | T138 | 0 | 0
DK_E_Offshore10 | . | S34 | . | T139 | 0 | 0
DK_E_Offshore10 | . | S34 | . | T140 | 0 | 0
DK_E_Offshore10 | . | S34 | . | T141 | 0 | 0
DK_E_Offshore10 | . | S34 | . | T142 | 0 | 0
DK_E_Offshore10 | . | S34 | . | T143 | 0 | 0
DK_E_Offshore10 | . | S34 | . | T144 | 0 | 0
DK_E_Offshore10 | . | S34 | . | T145 | 0 | 0
DK_E_Offshore10 | . | S34 | . | T146 | 0 | 0
DK_E_Offshore10 | . | S34 | . | T147 | 0 | 0
DK_E_Offshore10 | . | S34 | . | T148 | 0 | 0
DK_E_Offshore10 | . | S34 | . | T149 | 0 | 0
DK_E_Offshore10 | . | S34 | . | T150 | 0 | 0
DK_E_Offshore10 | . | S34 | . | T151 | 0 | 0
DK_E_Offshore10 | . | S34 | . | T152 | 0 | 0
DK_E_Offshore10 | . | S34 | . | T153 | 0 | 0
DK_E_Offshore10 | . | S34 | . | T154 | 0 | 0
DK_E_Offshore10 | . | S34 | . | T155 | 0 | 0
DK_E_Offshore10 | . | S34 | . | T156 | 0 | 0
DK_E_Offshore10 | . | S34 | . | T157 | 0 | 0
DK_E_Offshore10 | . | S34 | . | T158 | 0 | 0
DK_E_Offshore10 | . | S34 | . | T159 | 0 | 0
DK_E_Offshore10 | . | S34 | . | T160 | 0 | 0
DK_E_Offshore10 | . | S34 | . | T161 | 0.03 | 10.8316
DK_E_Offshore10 | . | S34 | . | T162 | 0.03 | 10.8316
DK_E_Offshore10 | . | S34 | . | T163 | 0.03 | 10.8316
DK_E_Offshore10 | . | S34 | . | T164 | 0.03 | 10.8316
DK_E_Offshore10 | . | S34 | . | T165 | 0.06 | 21.6632
DK_E_Offshore10 | . | S34 | . | T166 | 0.06 | 21.6632
DK_E_Offshore10 | . | S34 | . | T167 | 0.06 | 21.6632
DK_E_Offshore10 | . | S34 | . | T168 | 0.06 | 21.6632
DK_E_Offshore10 | . | S35 | . | T001 | 0.12 | 43.3263
DK_E_Offshore10 | . | S35 | . | T002 | 0.12 | 43.3263
DK_E_Offshore10 | . | S35 | . | T003 | 0.12 | 43.3263
DK_E_Offshore10 | . | S35 | . | T004 | 0.12 | 43.3263
DK_E_Offshore10 | . | S35 | . | T005 | 0.12 | 43.3263
DK_E_Offshore10 | . | S35 | . | T006 | 0.12 | 43.3263
DK_E_Offshore10 | . | S35 | . | T007 | 0.12 | 43.3263
DK_E_Offshore10 | . | S35 | . | T008 | 0.19 | 68.6
DK_E_Offshore10 | . | S35 | . | T009 | 0.3 | 108.3158
DK_E_Offshore10 | . | S35 | . | T010 | 0.3 | 108.3158
DK_E_Offshore10 | . | S35 | . | T011 | 0.19 | 68.6
DK_E_Offshore10 | . | S35 | . | T012 | 0.19 | 68.6
DK_E_Offshore10 | . | S35 | . | T013 | 0.19 | 68.6
DK_E_Offshore10 | . | S35 | . | T014 | 0.3 | 108.3158
DK_E_Offshore10 | . | S35 | . | T015 | 0.42 | 151.6421
DK_E_Offshore10 | . | S35 | . | T016 | 0.57 | 205.8
DK_E_Offshore10 | . | S35 | . | T017 | 0.72 | 259.958
DK_E_Offshore10 | . | S35 | . | T018 | 0.85 | 306.8948
DK_E_Offshore10 | . | S35 | . | T019 | 0.95 | 343.0001
DK_E_Offshore10 | . | S35 | . | T020 | 0.12 | 43.3263
DK_E_Offshore10 | . | S35 | . | T021 | 0.3 | 108.3158
DK_E_Offshore10 | . | S35 | . | T022 | 0.42 | 151.6421
DK_E_Offshore10 | . | S35 | . | T023 | 0.3 | 108.3158
DK_E_Offshore10 | . | S35 | . | T024 | 0.19 | 68.6
DK_E_Offshore10 | . | S35 | . | T025 | 0.3 | 108.3158
DK_E_Offshore10 | . | S35 | . | T026 | 0.42 | 151.6421
DK_E_Offshore10 | . | S35 | . | T027 | 0.42 | 151.6421
DK_E_Offshore10 | . | S35 | . | T028 | 0.3 | 108.3158
DK_E_Offshore10 | . | S35 | . | T029 | 0.3 | 108.3158
DK_E_Offshore10 | . | S35 | . | T030 | 0.42 | 151.6421
DK_E_Offshore10 | . | S35 | . | T031 | 0.19 | 68.6
DK_E_Offshore10 | . | S35 | . | T032 | 0.42 | 151.6421
DK_E_Offshore10 | . | S35 | . | T033 | 0.72 | 259.958
DK_E_Offshore10 | . | S35 | . | T034 | 0.85 | 306.8948
DK_E_Offshore10 | . | S35 | . | T035 | 0.85 | 306.8948
DK_E_Offshore10 | . | S35 | . | T036 | 0.85 | 306.8948
DK_E_Offshore10 | . | S35 | . | T037 | 0.95 | 343.0001
DK_E_Offshore10 | . | S35 | . | T038 | 0.99 | 357.4422
DK_E_Offshore10 | . | S35 | . | T039 | 1 | 361.0527
DK_E_Offshore10 | . | S35 | . | T040 | 1 | 361.0527
DK_E_Offshore10 | . | S35 | . | T041 | 1 | 361.0527
DK_E_Offshore10 | . | S35 | . | T042 | 1 | 361.0527
DK_E_Offshore10 | . | S35 | . | T043 | 1 | 361.0527
DK_E_Offshore10 | . | S35 | . | T044 | 1 | 361.0527
DK_E_Offshore10 | . | S35 | . | T045 | 1 | 361.0527
DK_E_Offshore10 | . | S35 | . | T046 | 1 | 361.0527
DK_E_Offshore10 | . | S35 | . | T047 | 1 | 361.0527
DK_E_Offshore10 | . | S35 | . | T048 | 1 | 361.0527
DK_E_Offshore10 | . | S35 | . | T049 | 1 | 361.0527
DK_E_Offshore10 | . | S35 | . | T050 | 1 | 361.0527
DK_E_Offshore10 | . | S35 | . | T051 | 1 | 361.0527
DK_E_Offshore10 | . | S35 | . | T052 | 1 | 361.0527
DK_E_Offshore10 | . | S35 | . | T053 | 1 | 361.0527
DK_E_Offshore10 | . | S35 | . | T054 | 1 | 361.0527
DK_E_Offshore10 | . | S35 | . | T055 | 1 | 361.0527
DK_E_Offshore10 | . | S35 | . | T056 | 1 | 361.0527
DK_E_Offshore10 | . | S35 | . | T057 | 1 | 361.0527
DK_E_Offshore10 | . | S35 | . | T058 | 1 | 361.0527
DK_E_Offshore10 | . | S35 | . | T059 | 1 | 361.0527
DK_E_Offshore10 | . | S35 | . | T060 | 1 | 361.0527
DK_E_Offshore10 | . | S35 | . | T061 | 1 | 361.0527
DK_E_Offshore10 | . | S35 | . | T062 | 1 | 361.0527
DK_E_Offshore10 | . | S35 | . | T063 | 1 | 361.0527
DK_E_Offshore10 | . | S35 | . | T064 | 1 | 361.0527
DK_E_Offshore10 | . | S35 | . | T065 | 1 | 361.0527
DK_E_Offshore10 | . | S35 | . | T066 | 1 | 361.0527
DK_E_Offshore10 | . | S35 | . | T067 | 1 | 361.0527
DK_E_Offshore10 | . | S35 | . | T068 | 1 | 361.0527
DK_E_Offshore10 | . | S35 | . | T069 | 1 | 361.0527
DK_E_Offshore10 | . | S35 | . | T070 | 1 | 361.0527
DK_E_Offshore10 | . | S35 | . | T071 | 1 | 361.0527
DK_E_Offshore10 | . | S35 | . | T072 | 0.99 | 357.4422
DK_E_Offshore10 | . | S35 | . | T073 | 0.99 | 357.4422
DK_E_Offshore10 | . | S35 | . | T074 | 0.95 | 343.0001
DK_E_Offshore10 | . | S35 | . | T075 | 0.85 | 306.8948
DK_E_Offshore10 | . | S35 | . | T076 | 0.72 | 259.958
DK_E_Offshore10 | . | S35 | . | T077 | 0.57 | 205.8
DK_E_Offshore10 | . | S35 | . | T078 | 0.57 | 205.8
DK_E_Offshore10 | . | S35 | . | T079 | 0.42 | 151.6421
DK_E_Offshore10 | . | S35 | . | T080 | 0.3 | 108.3158
DK_E_Offshore10 | . | S35 | . | T081 | 0.19 | 68.6
DK_E_Offshore10 | . | S35 | . | T082 | 0.12 | 43.3263
DK_E_Offshore10 | . | S35 | . | T083 | 0.06 | 21.6632
DK_E_Offshore10 | . | S35 | . | T084 | 0.03 | 10.8316
DK_E_Offshore10 | . | S35 | . | T085 | 0 | 0
DK_E_Offshore10 | . | S35 | . | T086 | 0 | 0
DK_E_Offshore10 | . | S35 | . | T087 | 0 | 0
DK_E_Offshore10 | . | S35 | . | T088 | 0 | 0
DK_E_Offshore10 | . | S35 | . | T089 | 0 | 0
DK_E_Offshore10 | . | S35 | . | T090 | 0 | 0
DK_E_Offshore10 | . | S35 | . | T091 | 0 | 0
DK_E_Offshore10 | . | S35 | . | T092 | 0.03 | 10.8316
DK_E_Offshore10 | . | S35 | . | T093 | 0.03 | 10.8316
DK_E_Offshore10 | . | S35 | . | T094 | 0.06 | 21.6632
DK_E_Offshore10 | . | S35 | . | T095 | 0.06 | 21.6632
DK_E_Offshore10 | . | S35 | . | T096 | 0.12 | 43.3263
DK_E_Offshore10 | . | S35 | . | T097 | 0.12 | 43.3263
DK_E_Offshore10 | . | S35 | . | T098 | 0.12 | 43.3263
DK_E_Offshore10 | . | S35 | . | T099 | 0.06 | 21.6632
DK_E_Offshore10 | . | S35 | . | T100 | 0.06 | 21.6632
DK_E_Offshore10 | . | S35 | . | T101 | 0.06 | 21.6632
DK_E_Offshore10 | . | S35 | . | T102 | 0.06 | 21.6632
DK_E_Offshore10 | . | S35 | . | T103 | 0.06 | 21.6632
DK_E_Offshore10 | . | S35 | . | T104 | 0.06 | 21.6632
DK_E_Offshore10 | . | S35 | . | T105 | 0.06 | 21.6632
DK_E_Offshore10 | . | S35 | . | T106 | 0.06 | 21.6632
DK_E_Offshore10 | . | S35 | . | T107 | 0.06 | 21.6632
DK_E_Offshore10 | . | S35 | . | T108 | 0.12 | 43.3263
DK_E_Offshore10 | . | S35 | . | T109 | 0.12 | 43.3263
DK_E_Offshore10 | . | S35 | . | T110 | 0.19 | 68.6
DK_E_Offshore10 | . | S35 | . | T111 | 0.19 | 68.6
DK_E_Offshore10 | . | S35 | . | T112 | 0.19 | 68.6
DK_E_Offshore10 | . | S35 | . | T113 | 0.3 | 108.3158
DK_E_Offshore10 | . | S35 | . | T114 | 0.3 | 108.3158
DK_E_Offshore10 | . | S35 | . | T115 | 0.42 | 151.6421
DK_E_Offshore10 | . | S35 | . | T116 | 0.42 | 151.6421
DK_E_Offshore10 | . | S35 | . | T117 | 0.42 | 151.6421
DK_E_Offshore10 | . | S35 | . | T118 | 0.57 | 205.8
DK_E_Offshore10 | . | S35 | . | T119 | 0.42 | 151.6421
DK_E_Offshore10 | . | S35 | . | T120 | 0.3 | 108.3158
DK_E_Offshore10 | . | S35 | . | T121 | 0.3 | 108.3158
DK_E_Offshore10 | . | S35 | . | T122 | 0.3 | 108.3158
DK_E_Offshore10 | . | S35 | . | T123 | 0.42 | 151.6421
DK_E_Offshore10 | . | S35 | . | T124 | 0.42 | 151.6421
DK_E_Offshore10 | . | S35 | . | T125 | 0.3 | 108.3158
DK_E_Offshore10 | . | S35 | . | T126 | 0.3 | 108.3158
DK_E_Offshore10 | . | S35 | . | T127 | 0.3 | 108.3158
DK_E_Offshore10 | . | S35 | . | T128 | 0.3 | 108.3158
DK_E_Offshore10 | . | S35 | . | T129 | 0.12 | 43.3263
DK_E_Offshore10 | . | S35 | . | T130 | 0.03 | 10.8316
DK_E_Offshore10 | . | S35 | . | T131 | 0 | 0
DK_E_Offshore10 | . | S35 | . | T132 | 0 | 0
DK_E_Offshore10 | . | S35 | . | T133 | 0 | 0
DK_E_Offshore10 | . | S35 | . | T134 | 0 | 0
DK_E_Offshore10 | . | S35 | . | T135 | 0.03 | 10.8316
DK_E_Offshore10 | . | S35 | . | T136 | 0 | 0
DK_E_Offshore10 | . | S35 | . | T137 | 0 | 0
DK_E_Offshore10 | . | S35 | . | T138 | 0 | 0
DK_E_Offshore10 | . | S35 | . | T139 | 0 | 0
DK_E_Offshore10 | . | S35 | . | T140 | 0 | 0
DK_E_Offshore10 | . | S35 | . | T141 | 0 | 0
DK_E_Offshore10 | . | S35 | . | T142 | 0 | 0
DK_E_Offshore10 | . | S35 | . | T143 | 0.03 | 10.8316
DK_E_Offshore10 | . | S35 | . | T144 | 0.06 | 21.6632
DK_E_Offshore10 | . | S35 | . | T145 | 0.06 | 21.6632
DK_E_Offshore10 | . | S35 | . | T146 | 0.12 | 43.3263
DK_E_Offshore10 | . | S35 | . | T147 | 0.19 | 68.6
DK_E_Offshore10 | . | S35 | . | T148 | 0.3 | 108.3158
DK_E_Offshore10 | . | S35 | . | T149 | 0.3 | 108.3158
DK_E_Offshore10 | . | S35 | . | T150 | 0.3 | 108.3158
DK_E_Offshore10 | . | S35 | . | T151 | 0.3 | 108.3158
DK_E_Offshore10 | . | S35 | . | T152 | 0.3 | 108.3158
DK_E_Offshore10 | . | S35 | . | T153 | 0.3 | 108.3158
DK_E_Offshore10 | . | S35 | . | T154 | 0.42 | 151.6421
DK_E_Offshore10 | . | S35 | . | T155 | 0.42 | 151.6421
DK_E_Offshore10 | . | S35 | . | T156 | 0.3 | 108.3158
DK_E_Offshore10 | . | S35 | . | T157 | 0.3 | 108.3158
DK_E_Offshore10 | . | S35 | . | T158 | 0.19 | 68.6
DK_E_Offshore10 | . | S35 | . | T159 | 0.3 | 108.3158
DK_E_Offshore10 | . | S35 | . | T160 | 0.57 | 205.8
DK_E_Offshore10 | . | S35 | . | T161 | 0.85 | 306.8948
DK_E_Offshore10 | . | S35 | . | T162 | 0.95 | 343.0001
DK_E_Offshore10 | . | S35 | . | T163 | 0.95 | 343.0001
DK_E_Offshore10 | . | S35 | . | T164 | 0.99 | 357.4422
DK_E_Offshore10 | . | S35 | . | T165 | 0.99 | 357.4422
DK_E_Offshore10 | . | S35 | . | T166 | 0.99 | 357.4422
DK_E_Offshore10 | . | S35 | . | T167 | 0.99 | 357.4422
DK_E_Offshore10 | . | S35 | . | T168 | 0.95 | 343.0001
DK_E_Offshore10 | . | S36 | . | T001 | 0.95 | 343.0001
DK_E_Offshore10 | . | S36 | . | T002 | 0.85 | 306.8948
DK_E_Offshore10 | . | S36 | . | T003 | 0.85 | 306.8948
DK_E_Offshore10 | . | S36 | . | T004 | 0.85 | 306.8948
DK_E_Offshore10 | . | S36 | . | T005 | 0.72 | 259.958
DK_E_Offshore10 | . | S36 | . | T006 | 0.57 | 205.8
DK_E_Offshore10 | . | S36 | . | T007 | 0.42 | 151.6421
DK_E_Offshore10 | . | S36 | . | T008 | 0.3 | 108.3158
DK_E_Offshore10 | . | S36 | . | T009 | 0.3 | 108.3158
DK_E_Offshore10 | . | S36 | . | T010 | 0.57 | 205.8
DK_E_Offshore10 | . | S36 | . | T011 | 0.57 | 205.8
DK_E_Offshore10 | . | S36 | . | T012 | 0.72 | 259.958
DK_E_Offshore10 | . | S36 | . | T013 | 0.95 | 343.0001
DK_E_Offshore10 | . | S36 | . | T014 | 0.95 | 343.0001
DK_E_Offshore10 | . | S36 | . | T015 | 0.95 | 343.0001
DK_E_Offshore10 | . | S36 | . | T016 | 0.85 | 306.8948
DK_E_Offshore10 | . | S36 | . | T017 | 0.95 | 343.0001
DK_E_Offshore10 | . | S36 | . | T018 | 0.95 | 343.0001
DK_E_Offshore10 | . | S36 | . | T019 | 0.95 | 343.0001
DK_E_Offshore10 | . | S36 | . | T020 | 0.99 | 357.4422
DK_E_Offshore10 | . | S36 | . | T021 | 0.95 | 343.0001
DK_E_Offshore10 | . | S36 | . | T022 | 0.95 | 343.0001
DK_E_Offshore10 | . | S36 | . | T023 | 0.85 | 306.8948
DK_E_Offshore10 | . | S36 | . | T024 | 0.85 | 306.8948
DK_E_Offshore10 | . | S36 | . | T025 | 0.72 | 259.958
DK_E_Offshore10 | . | S36 | . | T026 | 0.72 | 259.958
DK_E_Offshore10 | . | S36 | . | T027 | 0.57 | 205.8
DK_E_Offshore10 | . | S36 | . | T028 | 0.57 | 205.8
DK_E_Offshore10 | . | S36 | . | T029 | 0.57 | 205.8
DK_E_Offshore10 | . | S36 | . | T030 | 0.42 | 151.6421
DK_E_Offshore10 | . | S36 | . | T031 | 0.3 | 108.3158
DK_E_Offshore10 | . | S36 | . | T032 | 0.3 | 108.3158
DK_E_Offshore10 | . | S36 | . | T033 | 0.3 | 108.3158
DK_E_Offshore10 | . | S36 | . | T034 | 0.19 | 68.6
DK_E_Offshore10 | . | S36 | . | T035 | 0.19 | 68.6
DK_E_Offshore10 | . | S36 | . | T036 | 0.12 | 43.3263
DK_E_Offshore10 | . | S36 | . | T037 | 0.12 | 43.3263
DK_E_Offshore10 | . | S36 | . | T038 | 0.03 | 10.8316
DK_E_Offshore10 | . | S36 | . | T039 | 0 | 0
DK_E_Offshore10 | . | S36 | . | T040 | 0 | 0
DK_E_Offshore10 | . | S36 | . | T041 | 0 | 0
DK_E_Offshore10 | . | S36 | . | T042 | 0 | 0
DK_E_Offshore10 | . | S36 | . | T043 | 0 | 0
DK_E_Offshore10 | . | S36 | . | T044 | 0.06 | 21.6632
DK_E_Offshore10 | . | S36 | . | T045 | 0.19 | 68.6
DK_E_Offshore10 | . | S36 | . | T046 | 0.3 | 108.3158
DK_E_Offshore10 | . | S36 | . | T047 | 0.19 | 68.6
DK_E_Offshore10 | . | S36 | . | T048 | 0.19 | 68.6
DK_E_Offshore10 | . | S36 | . | T049 | 0.57 | 205.8
DK_E_Offshore10 | . | S36 | . | T050 | 0.57 | 205.8
DK_E_Offshore10 | . | S36 | . | T051 | 0.72 | 259.958
DK_E_Offshore10 | . | S36 | . | T052 | 0.72 | 259.958
DK_E_Offshore10 | . | S36 | . | T053 | 0.72 | 259.958
DK_E_Offshore10 | . | S36 | . | T054 | 0.72 | 259.958
DK_E_Offshore10 | . | S36 | . | T055 | 0.72 | 259.958
DK_E_Offshore10 | . | S36 | . | T056 | 0.57 | 205.8
DK_E_Offshore10 | . | S36 | . | T057 | 0.57 | 205.8
DK_E_Offshore10 | . | S36 | . | T058 | 0.57 | 205.8
DK_E_Offshore10 | . | S36 | . | T059 | 0.57 | 205.8
DK_E_Offshore10 | . | S36 | . | T060 | 0.42 | 151.6421
DK_E_Offshore10 | . | S36 | . | T061 | 0.3 | 108.3158
DK_E_Offshore10 | . | S36 | . | T062 | 0.3 | 108.3158
DK_E_Offshore10 | . | S36 | . | T063 | 0.19 | 68.6
DK_E_Offshore10 | . | S36 | . | T064 | 0.12 | 43.3263
DK_E_Offshore10 | . | S36 | . | T065 | 0.19 | 68.6
DK_E_Offshore10 | . | S36 | . | T066 | 0.19 | 68.6
DK_E_Offshore10 | . | S36 | . | T067 | 0.12 | 43.3263
DK_E_Offshore10 | . | S36 | . | T068 | 0.12 | 43.3263
DK_E_Offshore10 | . | S36 | . | T069 | 0.06 | 21.6632
DK_E_Offshore10 | . | S36 | . | T070 | 0.03 | 10.8316
DK_E_Offshore10 | . | S36 | . | T071 | 0 | 0
DK_E_Offshore10 | . | S36 | . | T072 | 0 | 0
DK_E_Offshore10 | . | S36 | . | T073 | 0 | 0
DK_E_Offshore10 | . | S36 | . | T074 | 0 | 0
DK_E_Offshore10 | . | S36 | . | T075 | 0.03 | 10.8316
DK_E_Offshore10 | . | S36 | . | T076 | 0.03 | 10.8316
DK_E_Offshore10 | . | S36 | . | T077 | 0.06 | 21.6632
DK_E_Offshore10 | . | S36 | . | T078 | 0.06 | 21.6632
DK_E_Offshore10 | . | S36 | . | T079 | 0.03 | 10.8316
DK_E_Offshore10 | . | S36 | . | T080 | 0.03 | 10.8316
DK_E_Offshore10 | . | S36 | . | T081 | 0.03 | 10.8316
DK_E_Offshore10 | . | S36 | . | T082 | 0.12 | 43.3263
DK_E_Offshore10 | . | S36 | . | T083 | 0.19 | 68.6
DK_E_Offshore10 | . | S36 | . | T084 | 0.19 | 68.6
DK_E_Offshore10 | . | S36 | . | T085 | 0.12 | 43.3263
DK_E_Offshore10 | . | S36 | . | T086 | 0.06 | 21.6632
DK_E_Offshore10 | . | S36 | . | T087 | 0.03 | 10.8316
DK_E_Offshore10 | . | S36 | . | T088 | 0.03 | 10.8316
DK_E_Offshore10 | . | S36 | . | T089 | 0.03 | 10.8316
DK_E_Offshore10 | . | S36 | . | T090 | 0.06 | 21.6632
DK_E_Offshore10 | . | S36 | . | T091 | 0.12 | 43.3263
DK_E_Offshore10 | . | S36 | . | T092 | 0.19 | 68.6
DK_E_Offshore10 | . | S36 | . | T093 | 0.19 | 68.6
DK_E_Offshore10 | . | S36 | . | T094 | 0.19 | 68.6
DK_E_Offshore10 | . | S36 | . | T095 | 0.19 | 68.6
DK_E_Offshore10 | . | S36 | . | T096 | 0.19 | 68.6
DK_E_Offshore10 | . | S36 | . | T097 | 0.19 | 68.6
DK_E_Offshore10 | . | S36 | . | T098 | 0.3 | 108.3158
DK_E_Offshore10 | . | S36 | . | T099 | 0.3 | 108.3158
DK_E_Offshore10 | . | S36 | . | T100 | 0.19 | 68.6
DK_E_Offshore10 | . | S36 | . | T101 | 0.19 | 68.6
DK_E_Offshore10 | . | S36 | . | T102 | 0.19 | 68.6
DK_E_Offshore10 | . | S36 | . | T103 | 0.19 | 68.6
DK_E_Offshore10 | . | S36 | . | T104 | 0.19 | 68.6
DK_E_Offshore10 | . | S36 | . | T105 | 0.19 | 68.6
DK_E_Offshore10 | . | S36 | . | T106 | 0.3 | 108.3158
DK_E_Offshore10 | . | S36 | . | T107 | 0.3 | 108.3158
DK_E_Offshore10 | . | S36 | . | T108 | 0.19 | 68.6
DK_E_Offshore10 | . | S36 | . | T109 | 0.19 | 68.6
DK_E_Offshore10 | . | S36 | . | T110 | 0.19 | 68.6
DK_E_Offshore10 | . | S36 | . | T111 | 0.19 | 68.6
DK_E_Offshore10 | . | S36 | . | T112 | 0.19 | 68.6
DK_E_Offshore10 | . | S36 | . | T113 | 0.19 | 68.6
DK_E_Offshore10 | . | S36 | . | T114 | 0.3 | 108.3158
DK_E_Offshore10 | . | S36 | . | T115 | 0.19 | 68.6
DK_E_Offshore10 | . | S36 | . | T116 | 0.19 | 68.6
DK_E_Offshore10 | . | S36 | . | T117 | 0.3 | 108.3158
DK_E_Offshore10 | . | S36 | . | T118 | 0.42 | 151.6421
DK_E_Offshore10 | . | S36 | . | T119 | 0.42 | 151.6421
DK_E_Offshore10 | . | S36 | . | T120 | 0.42 | 151.6421
DK_E_Offshore10 | . | S36 | . | T121 | 0.3 | 108.3158
DK_E_Offshore10 | . | S36 | . | T122 | 0.42 | 151.6421
DK_E_Offshore10 | . | S36 | . | T123 | 0.42 | 151.6421
DK_E_Offshore10 | . | S36 | . | T124 | 0.42 | 151.6421
DK_E_Offshore10 | . | S36 | . | T125 | 0.72 | 259.958
DK_E_Offshore10 | . | S36 | . | T126 | 0.72 | 259.958
DK_E_Offshore10 | . | S36 | . | T127 | 0.85 | 306.8948
DK_E_Offshore10 | . | S36 | . | T128 | 0.85 | 306.8948
DK_E_Offshore10 | . | S36 | . | T129 | 0.95 | 343.0001
DK_E_Offshore10 | . | S36 | . | T130 | 0.85 | 306.8948
DK_E_Offshore10 | . | S36 | . | T131 | 0.72 | 259.958
DK_E_Offshore10 | . | S36 | . | T132 | 0.72 | 259.958
DK_E_Offshore10 | . | S36 | . | T133 | 0.72 | 259.958
DK_E_Offshore10 | . | S36 | . | T134 | 0.72 | 259.958
DK_E_Offshore10 | . | S36 | . | T135 | 0.57 | 205.8
DK_E_Offshore10 | . | S36 | . | T136 | 0.57 | 205.8
DK_E_Offshore10 | . | S36 | . | T137 | 0.42 | 151.6421
DK_E_Offshore10 | . | S36 | . | T138 | 0.42 | 151.6421
DK_E_Offshore10 | . | S36 | . | T139 | 0.42 | 151.6421
DK_E_Offshore10 | . | S36 | . | T140 | 0.42 | 151.6421
DK_E_Offshore10 | . | S36 | . | T141 | 0.57 | 205.8
DK_E_Offshore10 | . | S36 | . | T142 | 0.85 | 306.8948
DK_E_Offshore10 | . | S36 | . | T143 | 0.72 | 259.958
DK_E_Offshore10 | . | S36 | . | T144 | 0.57 | 205.8
DK_E_Offshore10 | . | S36 | . | T145 | 0.85 | 306.8948
DK_E_Offshore10 | . | S36 | . | T146 | 0.85 | 306.8948
DK_E_Offshore10 | . | S36 | . | T147 | 0.95 | 343.0001
DK_E_Offshore10 | . | S36 | . | T148 | 0.95 | 343.0001
DK_E_Offshore10 | . | S36 | . | T149 | 0.95 | 343.0001
DK_E_Offshore10 | . | S36 | . | T150 | 0.72 | 259.958
DK_E_Offshore10 | . | S36 | . | T151 | 0.72 | 259.958
DK_E_Offshore10 | . | S36 | . | T152 | 1 | 361.0527
DK_E_Offshore10 | . | S36 | . | T153 | 1 | 361.0527
DK_E_Offshore10 | . | S36 | . | T154 | 1 | 361.0527
DK_E_Offshore10 | . | S36 | . | T155 | 1 | 361.0527
DK_E_Offshore10 | . | S36 | . | T156 | 1 | 361.0527
DK_E_Offshore10 | . | S36 | . | T157 | 1 | 361.0527
DK_E_Offshore10 | . | S36 | . | T158 | 1 | 361.0527
DK_E_Offshore10 | . | S36 | . | T159 | 1 | 361.0527
DK_E_Offshore10 | . | S36 | . | T160 | 1 | 361.0527
DK_E_Offshore10 | . | S36 | . | T161 | 1 | 361.0527
DK_E_Offshore10 | . | S36 | . | T162 | 1 | 361.0527
DK_E_Offshore10 | . | S36 | . | T163 | 1 | 361.0527
DK_E_Offshore10 | . | S36 | . | T164 | 1 | 361.0527
DK_E_Offshore10 | . | S36 | . | T165 | 1 | 361.0527
DK_E_Offshore10 | . | S36 | . | T166 | 1 | 361.0527
DK_E_Offshore10 | . | S36 | . | T167 | 1 | 361.0527
DK_E_Offshore10 | . | S36 | . | T168 | 1 | 361.0527
DK_E_Offshore10 | . | S37 | . | T001 | 1 | 361.0527
DK_E_Offshore10 | . | S37 | . | T002 | 1 | 361.0527
DK_E_Offshore10 | . | S37 | . | T003 | 1 | 361.0527
DK_E_Offshore10 | . | S37 | . | T004 | 1 | 361.0527
DK_E_Offshore10 | . | S37 | . | T005 | 1 | 361.0527
DK_E_Offshore10 | . | S37 | . | T006 | 1 | 361.0527
DK_E_Offshore10 | . | S37 | . | T007 | 1 | 361.0527
DK_E_Offshore10 | . | S37 | . | T008 | 1 | 361.0527
DK_E_Offshore10 | . | S37 | . | T009 | 1 | 361.0527
DK_E_Offshore10 | . | S37 | . | T010 | 1 | 361.0527
DK_E_Offshore10 | . | S37 | . | T011 | 1 | 361.0527
DK_E_Offshore10 | . | S37 | . | T012 | 1 | 361.0527
DK_E_Offshore10 | . | S37 | . | T013 | 1 | 361.0527
DK_E_Offshore10 | . | S37 | . | T014 | 1 | 361.0527
DK_E_Offshore10 | . | S37 | . | T015 | 1 | 361.0527
DK_E_Offshore10 | . | S37 | . | T016 | 1 | 361.0527
DK_E_Offshore10 | . | S37 | . | T017 | 1 | 361.0527
DK_E_Offshore10 | . | S37 | . | T018 | 1 | 361.0527
DK_E_Offshore10 | . | S37 | . | T019 | 1 | 361.0527
DK_E_Offshore10 | . | S37 | . | T020 | 1 | 361.0527
DK_E_Offshore10 | . | S37 | . | T021 | 1 | 361.0527
DK_E_Offshore10 | . | S37 | . | T022 | 1 | 361.0527
DK_E_Offshore10 | . | S37 | . | T023 | 1 | 361.0527
DK_E_Offshore10 | . | S37 | . | T024 | 1 | 361.0527
DK_E_Offshore10 | . | S37 | . | T025 | 1 | 361.0527
DK_E_Offshore10 | . | S37 | . | T026 | 0.99 | 357.4422
DK_E_Offshore10 | . | S37 | . | T027 | 0.99 | 357.4422
DK_E_Offshore10 | . | S37 | . | T028 | 0.99 | 357.4422
DK_E_Offshore10 | . | S37 | . | T029 | 0.99 | 357.4422
DK_E_Offshore10 | . | S37 | . | T030 | 0.99 | 357.4422
DK_E_Offshore10 | . | S37 | . | T031 | 0.99 | 357.4422
DK_E_Offshore10 | . | S37 | . | T032 | 1 | 361.0527
DK_E_Offshore10 | . | S37 | . | T033 | 0.99 | 357.4422
DK_E_Offshore10 | . | S37 | . | T034 | 0.95 | 343.0001
DK_E_Offshore10 | . | S37 | . | T035 | 0.95 | 343.0001
DK_E_Offshore10 | . | S37 | . | T036 | 0.95 | 343.0001
DK_E_Offshore10 | . | S37 | . | T037 | 0.95 | 343.0001
DK_E_Offshore10 | . | S37 | . | T038 | 0.85 | 306.8948
DK_E_Offshore10 | . | S37 | . | T039 | 0.72 | 259.958
DK_E_Offshore10 | . | S37 | . | T040 | 0.57 | 205.8
DK_E_Offshore10 | . | S37 | . | T041 | 0.57 | 205.8
DK_E_Offshore10 | . | S37 | . | T042 | 0.85 | 306.8948
DK_E_Offshore10 | . | S37 | . | T043 | 1 | 361.0527
DK_E_Offshore10 | . | S37 | . | T044 | 1 | 361.0527
DK_E_Offshore10 | . | S37 | . | T045 | 1 | 361.0527
DK_E_Offshore10 | . | S37 | . | T046 | 1 | 361.0527
DK_E_Offshore10 | . | S37 | . | T047 | 0.99 | 357.4422
DK_E_Offshore10 | . | S37 | . | T048 | 0.72 | 259.958
DK_E_Offshore10 | . | S37 | . | T049 | 0.42 | 151.6421
DK_E_Offshore10 | . | S37 | . | T050 | 0.3 | 108.3158
DK_E_Offshore10 | . | S37 | . | T051 | 0.3 | 108.3158
DK_E_Offshore10 | . | S37 | . | T052 | 0.3 | 108.3158
DK_E_Offshore10 | . | S37 | . | T053 | 0.42 | 151.6421
DK_E_Offshore10 | . | S37 | . | T054 | 0.42 | 151.6421
DK_E_Offshore10 | . | S37 | . | T055 | 0.57 | 205.8
DK_E_Offshore10 | . | S37 | . | T056 | 0.42 | 151.6421
DK_E_Offshore10 | . | S37 | . | T057 | 0.3 | 108.3158
DK_E_Offshore10 | . | S37 | . | T058 | 0.3 | 108.3158
DK_E_Offshore10 | . | S37 | . | T059 | 0.19 | 68.6
DK_E_Offshore10 | . | S37 | . | T060 | 0.19 | 68.6
DK_E_Offshore10 | . | S37 | . | T061 | 0.12 | 43.3263
DK_E_Offshore10 | . | S37 | . | T062 | 0.12 | 43.3263
DK_E_Offshore10 | . | S37 | . | T063 | 0.12 | 43.3263
DK_E_Offshore10 | . | S37 | . | T064 | 0.19 | 68.6
DK_E_Offshore10 | . | S37 | . | T065 | 0.19 | 68.6
DK_E_Offshore10 | . | S37 | . | T066 | 0.12 | 43.3263
DK_E_Offshore10 | . | S37 | . | T067 | 0.12 | 43.3263
DK_E_Offshore10 | . | S37 | . | T068 | 0.06 | 21.6632
DK_E_Offshore10 | . | S37 | . | T069 | 0.06 | 21.6632
DK_E_Offshore10 | . | S37 | . | T070 | 0.03 | 10.8316
DK_E_Offshore10 | . | S37 | . | T071 | 0.03 | 10.8316
DK_E_Offshore10 | . | S37 | . | T072 | 0.03 | 10.8316
DK_E_Offshore10 | . | S37 | . | T073 | 0.03 | 10.8316
DK_E_Offshore10 | . | S37 | . | T074 | 0.06 | 21.6632
DK_E_Offshore10 | . | S37 | . | T075 | 0.06 | 21.6632
DK_E_Offshore10 | . | S37 | . | T076 | 0.12 | 43.3263
DK_E_Offshore10 | . | S37 | . | T077 | 0.19 | 68.6
DK_E_Offshore10 | . | S37 | . | T078 | 0.3 | 108.3158
DK_E_Offshore10 | . | S37 | . | T079 | 0.3 | 108.3158
DK_E_Offshore10 | . | S37 | . | T080 | 0.3 | 108.3158
DK_E_Offshore10 | . | S37 | . | T081 | 0.19 | 68.6
DK_E_Offshore10 | . | S37 | . | T082 | 0.19 | 68.6
DK_E_Offshore10 | . | S37 | . | T083 | 0.19 | 68.6
DK_E_Offshore10 | . | S37 | . | T084 | 0.19 | 68.6
DK_E_Offshore10 | . | S37 | . | T085 | 0.3 | 108.3158
DK_E_Offshore10 | . | S37 | . | T086 | 0.3 | 108.3158
DK_E_Offshore10 | . | S37 | . | T087 | 0.3 | 108.3158
DK_E_Offshore10 | . | S37 | . | T088 | 0.3 | 108.3158
DK_E_Offshore10 | . | S37 | . | T089 | 0.3 | 108.3158
DK_E_Offshore10 | . | S37 | . | T090 | 0.3 | 108.3158
DK_E_Offshore10 | . | S37 | . | T091 | 0.3 | 108.3158
DK_E_Offshore10 | . | S37 | . | T092 | 0.3 | 108.3158
DK_E_Offshore10 | . | S37 | . | T093 | 0.3 | 108.3158
DK_E_Offshore10 | . | S37 | . | T094 | 0.3 | 108.3158
DK_E_Offshore10 | . | S37 | . | T095 | 0.3 | 108.3158
DK_E_Offshore10 | . | S37 | . | T096 | 0.3 | 108.3158
DK_E_Offshore10 | . | S37 | . | T097 | 0.3 | 108.3158
DK_E_Offshore10 | . | S37 | . | T098 | 0.3 | 108.3158
DK_E_Offshore10 | . | S37 | . | T099 | 0.42 | 151.6421
DK_E_Offshore10 | . | S37 | . | T100 | 0.57 | 205.8
DK_E_Offshore10 | . | S37 | . | T101 | 0.57 | 205.8
DK_E_Offshore10 | . | S37 | . | T102 | 0.72 | 259.958
DK_E_Offshore10 | . | S37 | . | T103 | 0.72 | 259.958
DK_E_Offshore10 | . | S37 | . | T104 | 0.72 | 259.958
DK_E_Offshore10 | . | S37 | . | T105 | 0.72 | 259.958
DK_E_Offshore10 | . | S37 | . | T106 | 0.85 | 306.8948
DK_E_Offshore10 | . | S37 | . | T107 | 0.72 | 259.958
DK_E_Offshore10 | . | S37 | . | T108 | 0.72 | 259.958
DK_E_Offshore10 | . | S37 | . | T109 | 0.72 | 259.958
DK_E_Offshore10 | . | S37 | . | T110 | 0.72 | 259.958
DK_E_Offshore10 | . | S37 | . | T111 | 0.72 | 259.958
DK_E_Offshore10 | . | S37 | . | T112 | 0.72 | 259.958
DK_E_Offshore10 | . | S37 | . | T113 | 0.72 | 259.958
DK_E_Offshore10 | . | S37 | . | T114 | 0.72 | 259.958
DK_E_Offshore10 | . | S37 | . | T115 | 0.57 | 205.8
DK_E_Offshore10 | . | S37 | . | T116 | 0.57 | 205.8
DK_E_Offshore10 | . | S37 | . | T117 | 0.57 | 205.8
DK_E_Offshore10 | . | S37 | . | T118 | 0.42 | 151.6421
DK_E_Offshore10 | . | S37 | . | T119 | 0.42 | 151.6421
DK_E_Offshore10 | . | S37 | . | T120 | 0.42 | 151.6421
DK_E_Offshore10 | . | S37 | . | T121 | 0.42 | 151.6421
DK_E_Offshore10 | . | S37 | . | T122 | 0.3 | 108.3158
DK_E_Offshore10 | . | S37 | . | T123 | 0.3 | 108.3158
DK_E_Offshore10 | . | S37 | . | T124 | 0.19 | 68.6
DK_E_Offshore10 | . | S37 | . | T125 | 0.19 | 68.6
DK_E_Offshore10 | . | S37 | . | T126 | 0.19 | 68.6
DK_E_Offshore10 | . | S37 | . | T127 | 0.12 | 43.3263
DK_E_Offshore10 | . | S37 | . | T128 | 0.03 | 10.8316
DK_E_Offshore10 | . | S37 | . | T129 | 0.03 | 10.8316
DK_E_Offshore10 | . | S37 | . | T130 | 0.06 | 21.6632
DK_E_Offshore10 | . | S37 | . | T131 | 0.12 | 43.3263
DK_E_Offshore10 | . | S37 | . | T132 | 0.12 | 43.3263
DK_E_Offshore10 | . | S37 | . | T133 | 0.12 | 43.3263
DK_E_Offshore10 | . | S37 | . | T134 | 0.06 | 21.6632
DK_E_Offshore10 | . | S37 | . | T135 | 0.06 | 21.6632
DK_E_Offshore10 | . | S37 | . | T136 | 0.06 | 21.6632
DK_E_Offshore10 | . | S37 | . | T137 | 0.12 | 43.3263
DK_E_Offshore10 | . | S37 | . | T138 | 0.19 | 68.6
DK_E_Offshore10 | . | S37 | . | T139 | 0.3 | 108.3158
DK_E_Offshore10 | . | S37 | . | T140 | 0.42 | 151.6421
DK_E_Offshore10 | . | S37 | . | T141 | 0.57 | 205.8
DK_E_Offshore10 | . | S37 | . | T142 | 0.72 | 259.958
DK_E_Offshore10 | . | S37 | . | T143 | 0.72 | 259.958
DK_E_Offshore10 | . | S37 | . | T144 | 0.72 | 259.958
DK_E_Offshore10 | . | S37 | . | T145 | 0.72 | 259.958
DK_E_Offshore10 | . | S37 | . | T146 | 0.72 | 259.958
DK_E_Offshore10 | . | S37 | . | T147 | 0.57 | 205.8
DK_E_Offshore10 | . | S37 | . | T148 | 0.72 | 259.958
DK_E_Offshore10 | . | S37 | . | T149 | 0.72 | 259.958
DK_E_Offshore10 | . | S37 | . | T150 | 0.72 | 259.958
DK_E_Offshore10 | . | S37 | . | T151 | 0.72 | 259.958
DK_E_Offshore10 | . | S37 | . | T152 | 0.72 | 259.958
DK_E_Offshore10 | . | S37 | . | T153 | 0.72 | 259.958
DK_E_Offshore10 | . | S37 | . | T154 | 0.72 | 259.958
DK_E_Offshore10 | . | S37 | . | T155 | 0.72 | 259.958
DK_E_Offshore10 | . | S37 | . | T156 | 0.72 | 259.958
DK_E_Offshore10 | . | S37 | . | T157 | 0.72 | 259.958
DK_E_Offshore10 | . | S37 | . | T158 | 0.72 | 259.958
DK_E_Offshore10 | . | S37 | . | T159 | 0.72 | 259.958
DK_E_Offshore10 | . | S37 | . | T160 | 0.85 | 306.8948
DK_E_Offshore10 | . | S37 | . | T161 | 0.85 | 306.8948
DK_E_Offshore10 | . | S37 | . | T162 | 0.95 | 343.0001
DK_E_Offshore10 | . | S37 | . | T163 | 0.95 | 343.0001
DK_E_Offshore10 | . | S37 | . | T164 | 0.95 | 343.0001
DK_E_Offshore10 | . | S37 | . | T165 | 0.85 | 306.8948
DK_E_Offshore10 | . | S37 | . | T166 | 0.72 | 259.958
DK_E_Offshore10 | . | S37 | . | T167 | 0.57 | 205.8
DK_E_Offshore10 | . | S37 | . | T168 | 0.42 | 151.6421
DK_E_Offshore10 | . | S38 | . | T001 | 0.3 | 108.3158
DK_E_Offshore10 | . | S38 | . | T002 | 0.3 | 108.3158
DK_E_Offshore10 | . | S38 | . | T003 | 0.19 | 68.6
DK_E_Offshore10 | . | S38 | . | T004 | 0.19 | 68.6
DK_E_Offshore10 | . | S38 | . | T005 | 0.12 | 43.3263
DK_E_Offshore10 | . | S38 | . | T006 | 0.06 | 21.6632
DK_E_Offshore10 | . | S38 | . | T007 | 0.06 | 21.6632
DK_E_Offshore10 | . | S38 | . | T008 | 0.06 | 21.6632
DK_E_Offshore10 | . | S38 | . | T009 | 0.03 | 10.8316
DK_E_Offshore10 | . | S38 | . | T010 | 0 | 0
DK_E_Offshore10 | . | S38 | . | T011 | 0 | 0
DK_E_Offshore10 | . | S38 | . | T012 | 0 | 0
DK_E_Offshore10 | . | S38 | . | T013 | 0 | 0
DK_E_Offshore10 | . | S38 | . | T014 | 0.03 | 10.8316
DK_E_Offshore10 | . | S38 | . | T015 | 0.03 | 10.8316
DK_E_Offshore10 | . | S38 | . | T016 | 0.06 | 21.6632
DK_E_Offshore10 | . | S38 | . | T017 | 0.06 | 21.6632
DK_E_Offshore10 | . | S38 | . | T018 | 0.12 | 43.3263
DK_E_Offshore10 | . | S38 | . | T019 | 0.12 | 43.3263
DK_E_Offshore10 | . | S38 | . | T020 | 0.19 | 68.6
DK_E_Offshore10 | . | S38 | . | T021 | 0.3 | 108.3158
DK_E_Offshore10 | . | S38 | . | T022 | 0.42 | 151.6421
DK_E_Offshore10 | . | S38 | . | T023 | 0.42 | 151.6421
DK_E_Offshore10 | . | S38 | . | T024 | 0.3 | 108.3158
DK_E_Offshore10 | . | S38 | . | T025 | 0.3 | 108.3158
DK_E_Offshore10 | . | S38 | . | T026 | 0.3 | 108.3158
DK_E_Offshore10 | . | S38 | . | T027 | 0.3 | 108.3158
DK_E_Offshore10 | . | S38 | . | T028 | 0.19 | 68.6
DK_E_Offshore10 | . | S38 | . | T029 | 0.19 | 68.6
DK_E_Offshore10 | . | S38 | . | T030 | 0.19 | 68.6
DK_E_Offshore10 | . | S38 | . | T031 | 0.12 | 43.3263
DK_E_Offshore10 | . | S38 | . | T032 | 0.06 | 21.6632
DK_E_Offshore10 | . | S38 | . | T033 | 0.06 | 21.6632
DK_E_Offshore10 | . | S38 | . | T034 | 0.12 | 43.3263
DK_E_Offshore10 | . | S38 | . | T035 | 0.12 | 43.3263
DK_E_Offshore10 | . | S38 | . | T036 | 0.06 | 21.6632
DK_E_Offshore10 | . | S38 | . | T037 | 0 | 0
DK_E_Offshore10 | . | S38 | . | T038 | 0 | 0
DK_E_Offshore10 | . | S38 | . | T039 | 0 | 0
DK_E_Offshore10 | . | S38 | . | T040 | 0 | 0
DK_E_Offshore10 | . | S38 | . | T041 | 0 | 0
DK_E_Offshore10 | . | S38 | . | T042 | 0.03 | 10.8316
DK_E_Offshore10 | . | S38 | . | T043 | 0 | 0
DK_E_Offshore10 | . | S38 | . | T044 | 0 | 0
DK_E_Offshore10 | . | S38 | . | T045 | 0 | 0
DK_E_Offshore10 | . | S38 | . | T046 | 0 | 0
DK_E_Offshore10 | . | S38 | . | T047 | 0 | 0
DK_E_Offshore10 | . | S38 | . | T048 | 0 | 0
DK_E_Offshore10 | . | S38 | . | T049 | 0 | 0
DK_E_Offshore10 | . | S38 | . | T050 | 0.03 | 10.8316
DK_E_Offshore10 | . | S38 | . | T051 | 0.06 | 21.6632
DK_E_Offshore10 | . | S38 | . | T052 | 0.06 | 21.6632
DK_E_Offshore10 | . | S38 | . | T053 | 0.03 | 10.8316
DK_E_Offshore10 | . | S38 | . | T054 | 0.03 | 10.8316
DK_E_Offshore10 | . | S38 | . | T055 | 0.06 | 21.6632
DK_E_Offshore10 | . | S38 | . | T056 | 0.06 | 21.6632
DK_E_Offshore10 | . | S38 | . | T057 | 0.19 | 68.6
DK_E_Offshore10 | . | S38 | . | T058 | 0.19 | 68.6
DK_E_Offshore10 | . | S38 | . | T059 | 0.3 | 108.3158
DK_E_Offshore10 | . | S38 | . | T060 | 0.3 | 108.3158
DK_E_Offshore10 | . | S38 | . | T061 | 0.3 | 108.3158
DK_E_Offshore10 | . | S38 | . | T062 | 0.42 | 151.6421
DK_E_Offshore10 | . | S38 | . | T063 | 0.3 | 108.3158
DK_E_Offshore10 | . | S38 | . | T064 | 0.03 | 10.8316
DK_E_Offshore10 | . | S38 | . | T065 | 0.3 | 108.3158
DK_E_Offshore10 | . | S38 | . | T066 | 0.42 | 151.6421
DK_E_Offshore10 | . | S38 | . | T067 | 0.19 | 68.6
DK_E_Offshore10 | . | S38 | . | T068 | 0.12 | 43.3263
DK_E_Offshore10 | . | S38 | . | T069 | 0.42 | 151.6421
DK_E_Offshore10 | . | S38 | . | T070 | 0.72 | 259.958
DK_E_Offshore10 | . | S38 | . | T071 | 0.95 | 343.0001
DK_E_Offshore10 | . | S38 | . | T072 | 0.85 | 306.8948
DK_E_Offshore10 | . | S38 | . | T073 | 0.72 | 259.958
DK_E_Offshore10 | . | S38 | . | T074 | 0.57 | 205.8
DK_E_Offshore10 | . | S38 | . | T075 | 0.57 | 205.8
DK_E_Offshore10 | . | S38 | . | T076 | 0.57 | 205.8
DK_E_Offshore10 | . | S38 | . | T077 | 0.42 | 151.6421
DK_E_Offshore10 | . | S38 | . | T078 | 0.42 | 151.6421
DK_E_Offshore10 | . | S38 | . | T079 | 0.57 | 205.8
DK_E_Offshore10 | . | S38 | . | T080 | 0.57 | 205.8
DK_E_Offshore10 | . | S38 | . | T081 | 0.57 | 205.8
DK_E_Offshore10 | . | S38 | . | T082 | 0.42 | 151.6421
DK_E_Offshore10 | . | S38 | . | T083 | 0.42 | 151.6421
DK_E_Offshore10 | . | S38 | . | T084 | 0.42 | 151.6421
DK_E_Offshore10 | . | S38 | . | T085 | 0.42 | 151.6421
DK_E_Offshore10 | . | S38 | . | T086 | 0.42 | 151.6421
DK_E_Offshore10 | . | S38 | . | T087 | 0.57 | 205.8
DK_E_Offshore10 | . | S38 | . | T088 | 0.57 | 205.8
DK_E_Offshore10 | . | S38 | . | T089 | 0.57 | 205.8
DK_E_Offshore10 | . | S38 | . | T090 | 0.72 | 259.958
DK_E_Offshore10 | . | S38 | . | T091 | 0.85 | 306.8948
DK_E_Offshore10 | . | S38 | . | T092 | 0.95 | 343.0001
DK_E_Offshore10 | . | S38 | . | T093 | 0.95 | 343.0001
DK_E_Offshore10 | . | S38 | . | T094 | 0.85 | 306.8948
DK_E_Offshore10 | . | S38 | . | T095 | 0.85 | 306.8948
DK_E_Offshore10 | . | S38 | . | T096 | 0.85 | 306.8948
DK_E_Offshore10 | . | S38 | . | T097 | 0.85 | 306.8948
DK_E_Offshore10 | . | S38 | . | T098 | 0.85 | 306.8948
DK_E_Offshore10 | . | S38 | . | T099 | 0.85 | 306.8948
DK_E_Offshore10 | . | S38 | . | T100 | 0.85 | 306.8948
DK_E_Offshore10 | . | S38 | . | T101 | 0.85 | 306.8948
DK_E_Offshore10 | . | S38 | . | T102 | 0.95 | 343.0001
DK_E_Offshore10 | . | S38 | . | T103 | 0.95 | 343.0001
DK_E_Offshore10 | . | S38 | . | T104 | 0.85 | 306.8948
DK_E_Offshore10 | . | S38 | . | T105 | 0.72 | 259.958
DK_E_Offshore10 | . | S38 | . | T106 | 0.72 | 259.958
DK_E_Offshore10 | . | S38 | . | T107 | 0.72 | 259.958
DK_E_Offshore10 | . | S38 | . | T108 | 0.72 | 259.958
DK_E_Offshore10 | . | S38 | . | T109 | 0.72 | 259.958
DK_E_Offshore10 | . | S38 | . | T110 | 0.72 | 259.958
DK_E_Offshore10 | . | S38 | . | T111 | 0.57 | 205.8
DK_E_Offshore10 | . | S38 | . | T112 | 0.57 | 205.8
DK_E_Offshore10 | . | S38 | . | T113 | 0.72 | 259.958
DK_E_Offshore10 | . | S38 | . | T114 | 0.72 | 259.958
DK_E_Offshore10 | . | S38 | . | T115 | 0.72 | 259.958
DK_E_Offshore10 | . | S38 | . | T116 | 0.72 | 259.958
DK_E_Offshore10 | . | S38 | . | T117 | 0.57 | 205.8
DK_E_Offshore10 | . | S38 | . | T118 | 0.57 | 205.8
DK_E_Offshore10 | . | S38 | . | T119 | 0.3 | 108.3158
DK_E_Offshore10 | . | S38 | . | T120 | 0.19 | 68.6
DK_E_Offshore10 | . | S38 | . | T121 | 0.19 | 68.6
DK_E_Offshore10 | . | S38 | . | T122 | 0.19 | 68.6
DK_E_Offshore10 | . | S38 | . | T123 | 0.3 | 108.3158
DK_E_Offshore10 | . | S38 | . | T124 | 0.3 | 108.3158
DK_E_Offshore10 | . | S38 | . | T125 | 0.19 | 68.6
DK_E_Offshore10 | . | S38 | . | T126 | 0.19 | 68.6
DK_E_Offshore10 | . | S38 | . | T127 | 0.19 | 68.6
DK_E_Offshore10 | . | S38 | . | T128 | 0.19 | 68.6
DK_E_Offshore10 | . | S38 | . | T129 | 0.3 | 108.3158
DK_E_Offshore10 | . | S38 | . | T130 | 0.3 | 108.3158
DK_E_Offshore10 | . | S38 | . | T131 | 0.19 | 68.6
DK_E_Offshore10 | . | S38 | . | T132 | 0.19 | 68.6
DK_E_Offshore10 | . | S38 | . | T133 | 0.19 | 68.6
DK_E_Offshore10 | . | S38 | . | T134 | 0.19 | 68.6
DK_E_Offshore10 | . | S38 | . | T135 | 0.12 | 43.3263
DK_E_Offshore10 | . | S38 | . | T136 | 0.12 | 43.3263
DK_E_Offshore10 | . | S38 | . | T137 | 0.12 | 43.3263
DK_E_Offshore10 | . | S38 | . | T138 | 0.19 | 68.6
DK_E_Offshore10 | . | S38 | . | T139 | 0.12 | 43.3263
DK_E_Offshore10 | . | S38 | . | T140 | 0.06 | 21.6632
DK_E_Offshore10 | . | S38 | . | T141 | 0.03 | 10.8316
DK_E_Offshore10 | . | S38 | . | T142 | 0.03 | 10.8316
DK_E_Offshore10 | . | S38 | . | T143 | 0 | 0
DK_E_Offshore10 | . | S38 | . | T144 | 0 | 0
DK_E_Offshore10 | . | S38 | . | T145 | 0 | 0
DK_E_Offshore10 | . | S38 | . | T146 | 0 | 0
DK_E_Offshore10 | . | S38 | . | T147 | 0 | 0
DK_E_Offshore10 | . | S38 | . | T148 | 0 | 0
DK_E_Offshore10 | . | S38 | . | T149 | 0 | 0
DK_E_Offshore10 | . | S38 | . | T150 | 0 | 0
DK_E_Offshore10 | . | S38 | . | T151 | 0 | 0
DK_E_Offshore10 | . | S38 | . | T152 | 0 | 0
DK_E_Offshore10 | . | S38 | . | T153 | 0 | 0
DK_E_Offshore10 | . | S38 | . | T154 | 0 | 0
DK_E_Offshore10 | . | S38 | . | T155 | 0 | 0
DK_E_Offshore10 | . | S38 | . | T156 | 0 | 0
DK_E_Offshore10 | . | S38 | . | T157 | 0 | 0
DK_E_Offshore10 | . | S38 | . | T158 | 0 | 0
DK_E_Offshore10 | . | S38 | . | T159 | 0 | 0
DK_E_Offshore10 | . | S38 | . | T160 | 0 | 0
DK_E_Offshore10 | . | S38 | . | T161 | 0 | 0
DK_E_Offshore10 | . | S38 | . | T162 | 0 | 0
DK_E_Offshore10 | . | S38 | . | T163 | 0 | 0
DK_E_Offshore10 | . | S38 | . | T164 | 0 | 0
DK_E_Offshore10 | . | S38 | . | T165 | 0 | 0
DK_E_Offshore10 | . | S38 | . | T166 | 0 | 0
DK_E_Offshore10 | . | S38 | . | T167 | 0 | 0
DK_E_Offshore10 | . | S38 | . | T168 | 0.03 | 10.8316
DK_E_Offshore10 | . | S39 | . | T001 | 0.03 | 10.8316
DK_E_Offshore10 | . | S39 | . | T002 | 0.03 | 10.8316
DK_E_Offshore10 | . | S39 | . | T003 | 0.03 | 10.8316
DK_E_Offshore10 | . | S39 | . | T004 | 0.06 | 21.6632
DK_E_Offshore10 | . | S39 | . | T005 | 0.06 | 21.6632
DK_E_Offshore10 | . | S39 | . | T006 | 0.06 | 21.6632
DK_E_Offshore10 | . | S39 | . | T007 | 0.03 | 10.8316
DK_E_Offshore10 | . | S39 | . | T008 | 0.03 | 10.8316
DK_E_Offshore10 | . | S39 | . | T009 | 0.03 | 10.8316
DK_E_Offshore10 | . | S39 | . | T010 | 0.06 | 21.6632
DK_E_Offshore10 | . | S39 | . | T011 | 0.06 | 21.6632
DK_E_Offshore10 | . | S39 | . | T012 | 0.06 | 21.6632
DK_E_Offshore10 | . | S39 | . | T013 | 0.06 | 21.6632
DK_E_Offshore10 | . | S39 | . | T014 | 0.06 | 21.6632
DK_E_Offshore10 | . | S39 | . | T015 | 0.12 | 43.3263
DK_E_Offshore10 | . | S39 | . | T016 | 0.19 | 68.6
DK_E_Offshore10 | . | S39 | . | T017 | 0.3 | 108.3158
DK_E_Offshore10 | . | S39 | . | T018 | 0.3 | 108.3158
DK_E_Offshore10 | . | S39 | . | T019 | 0.3 | 108.3158
DK_E_Offshore10 | . | S39 | . | T020 | 0.3 | 108.3158
DK_E_Offshore10 | . | S39 | . | T021 | 0.42 | 151.6421
DK_E_Offshore10 | . | S39 | . | T022 | 0.3 | 108.3158
DK_E_Offshore10 | . | S39 | . | T023 | 0.3 | 108.3158
DK_E_Offshore10 | . | S39 | . | T024 | 0.42 | 151.6421
DK_E_Offshore10 | . | S39 | . | T025 | 0.57 | 205.8
DK_E_Offshore10 | . | S39 | . | T026 | 0.57 | 205.8
DK_E_Offshore10 | . | S39 | . | T027 | 0.57 | 205.8
DK_E_Offshore10 | . | S39 | . | T028 | 0.57 | 205.8
DK_E_Offshore10 | . | S39 | . | T029 | 0.57 | 205.8
DK_E_Offshore10 | . | S39 | . | T030 | 0.42 | 151.6421
DK_E_Offshore10 | . | S39 | . | T031 | 0.42 | 151.6421
DK_E_Offshore10 | . | S39 | . | T032 | 0.57 | 205.8
DK_E_Offshore10 | . | S39 | . | T033 | 0.72 | 259.958
DK_E_Offshore10 | . | S39 | . | T034 | 0.85 | 306.8948
DK_E_Offshore10 | . | S39 | . | T035 | 0.95 | 343.0001
DK_E_Offshore10 | . | S39 | . | T036 | 0.99 | 357.4422
DK_E_Offshore10 | . | S39 | . | T037 | 0.99 | 357.4422
DK_E_Offshore10 | . | S39 | . | T038 | 0.99 | 357.4422
DK_E_Offshore10 | . | S39 | . | T039 | 0.95 | 343.0001
DK_E_Offshore10 | . | S39 | . | T040 | 0.85 | 306.8948
DK_E_Offshore10 | . | S39 | . | T041 | 0.85 | 306.8948
DK_E_Offshore10 | . | S39 | . | T042 | 0.72 | 259.958
DK_E_Offshore10 | . | S39 | . | T043 | 0.72 | 259.958
DK_E_Offshore10 | . | S39 | . | T044 | 0.95 | 343.0001
DK_E_Offshore10 | . | S39 | . | T045 | 0.99 | 357.4422
DK_E_Offshore10 | . | S39 | . | T046 | 0.99 | 357.4422
DK_E_Offshore10 | . | S39 | . | T047 | 0.99 | 357.4422
DK_E_Offshore10 | . | S39 | . | T048 | 0.95 | 343.0001
DK_E_Offshore10 | . | S39 | . | T049 | 0.85 | 306.8948
DK_E_Offshore10 | . | S39 | . | T050 | 0.85 | 306.8948
DK_E_Offshore10 | . | S39 | . | T051 | 0.85 | 306.8948
DK_E_Offshore10 | . | S39 | . | T052 | 0.72 | 259.958
DK_E_Offshore10 | . | S39 | . | T053 | 0.72 | 259.958
DK_E_Offshore10 | . | S39 | . | T054 | 0.57 | 205.8
DK_E_Offshore10 | . | S39 | . | T055 | 0.57 | 205.8
DK_E_Offshore10 | . | S39 | . | T056 | 0.57 | 205.8
DK_E_Offshore10 | . | S39 | . | T057 | 0.42 | 151.6421
DK_E_Offshore10 | . | S39 | . | T058 | 0.3 | 108.3158
DK_E_Offshore10 | . | S39 | . | T059 | 0.3 | 108.3158
DK_E_Offshore10 | . | S39 | . | T060 | 0.3 | 108.3158
DK_E_Offshore10 | . | S39 | . | T061 | 0.3 | 108.3158
DK_E_Offshore10 | . | S39 | . | T062 | 0.3 | 108.3158
DK_E_Offshore10 | . | S39 | . | T063 | 0.42 | 151.6421
DK_E_Offshore10 | . | S39 | . | T064 | 0.3 | 108.3158
DK_E_Offshore10 | . | S39 | . | T065 | 0.3 | 108.3158
DK_E_Offshore10 | . | S39 | . | T066 | 0.3 | 108.3158
DK_E_Offshore10 | . | S39 | . | T067 | 0.19 | 68.6
DK_E_Offshore10 | . | S39 | . | T068 | 0.19 | 68.6
DK_E_Offshore10 | . | S39 | . | T069 | 0.19 | 68.6
DK_E_Offshore10 | . | S39 | . | T070 | 0.19 | 68.6
DK_E_Offshore10 | . | S39 | . | T071 | 0.12 | 43.3263
DK_E_Offshore10 | . | S39 | . | T072 | 0.06 | 21.6632
DK_E_Offshore10 | . | S39 | . | T073 | 0.03 | 10.8316
DK_E_Offshore10 | . | S39 | . | T074 | 0.03 | 10.8316
DK_E_Offshore10 | . | S39 | . | T075 | 0.03 | 10.8316
DK_E_Offshore10 | . | S39 | . | T076 | 0.03 | 10.8316
DK_E_Offshore10 | . | S39 | . | T077 | 0.03 | 10.8316
DK_E_Offshore10 | . | S39 | . | T078 | 0.06 | 21.6632
DK_E_Offshore10 | . | S39 | . | T079 | 0.12 | 43.3263
DK_E_Offshore10 | . | S39 | . | T080 | 0.03 | 10.8316
DK_E_Offshore10 | . | S39 | . | T081 | 0 | 0
DK_E_Offshore10 | . | S39 | . | T082 | 0 | 0
DK_E_Offshore10 | . | S39 | . | T083 | 0 | 0
DK_E_Offshore10 | . | S39 | . | T084 | 0 | 0
DK_E_Offshore10 | . | S39 | . | T085 | 0 | 0
DK_E_Offshore10 | . | S39 | . | T086 | 0 | 0
DK_E_Offshore10 | . | S39 | . | T087 | 0 | 0
DK_E_Offshore10 | . | S39 | . | T088 | 0 | 0
DK_E_Offshore10 | . | S39 | . | T089 | 0 | 0
DK_E_Offshore10 | . | S39 | . | T090 | 0 | 0
DK_E_Offshore10 | . | S39 | . | T091 | 0 | 0
DK_E_Offshore10 | . | S39 | . | T092 | 0.03 | 10.8316
DK_E_Offshore10 | . | S39 | . | T093 | 0.03 | 10.8316
DK_E_Offshore10 | . | S39 | . | T094 | 0.06 | 21.6632
DK_E_Offshore10 | . | S39 | . | T095 | 0.06 | 21.6632
DK_E_Offshore10 | . | S39 | . | T096 | 0.06 | 21.6632
DK_E_Offshore10 | . | S39 | . | T097 | 0.06 | 21.6632
DK_E_Offshore10 | . | S39 | . | T098 | 0.06 | 21.6632
DK_E_Offshore10 | . | S39 | . | T099 | 0.06 | 21.6632
DK_E_Offshore10 | . | S39 | . | T100 | 0.06 | 21.6632
DK_E_Offshore10 | . | S39 | . | T101 | 0.06 | 21.6632
DK_E_Offshore10 | . | S39 | . | T102 | 0.06 | 21.6632
DK_E_Offshore10 | . | S39 | . | T103 | 0.12 | 43.3263
DK_E_Offshore10 | . | S39 | . | T104 | 0.12 | 43.3263
DK_E_Offshore10 | . | S39 | . | T105 | 0.19 | 68.6
DK_E_Offshore10 | . | S39 | . | T106 | 0.19 | 68.6
DK_E_Offshore10 | . | S39 | . | T107 | 0.19 | 68.6
DK_E_Offshore10 | . | S39 | . | T108 | 0.19 | 68.6
DK_E_Offshore10 | . | S39 | . | T109 | 0.19 | 68.6
DK_E_Offshore10 | . | S39 | . | T110 | 0.12 | 43.3263
DK_E_Offshore10 | . | S39 | . | T111 | 0.12 | 43.3263
DK_E_Offshore10 | . | S39 | . | T112 | 0.06 | 21.6632
DK_E_Offshore10 | . | S39 | . | T113 | 0.06 | 21.6632
DK_E_Offshore10 | . | S39 | . | T114 | 0.06 | 21.6632
DK_E_Offshore10 | . | S39 | . | T115 | 0.06 | 21.6632
DK_E_Offshore10 | . | S39 | . | T116 | 0.06 | 21.6632
DK_E_Offshore10 | . | S39 | . | T117 | 0 | 0
DK_E_Offshore10 | . | S39 | . | T118 | 0 | 0
DK_E_Offshore10 | . | S39 | . | T119 | 0 | 0
DK_E_Offshore10 | . | S39 | . | T120 | 0 | 0
DK_E_Offshore10 | . | S39 | . | T121 | 0 | 0
DK_E_Offshore10 | . | S39 | . | T122 | 0 | 0
DK_E_Offshore10 | . | S39 | . | T123 | 0 | 0
DK_E_Offshore10 | . | S39 | . | T124 | 0 | 0
DK_E_Offshore10 | . | S39 | . | T125 | 0 | 0
DK_E_Offshore10 | . | S39 | . | T126 | 0 | 0
DK_E_Offshore10 | . | S39 | . | T127 | 0 | 0
DK_E_Offshore10 | . | S39 | . | T128 | 0 | 0
DK_E_Offshore10 | . | S39 | . | T129 | 0 | 0
DK_E_Offshore10 | . | S39 | . | T130 | 0 | 0
DK_E_Offshore10 | . | S39 | . | T131 | 0 | 0
DK_E_Offshore10 | . | S39 | . | T132 | 0 | 0
DK_E_Offshore10 | . | S39 | . | T133 | 0 | 0
DK_E_Offshore10 | . | S39 | . | T134 | 0 | 0
DK_E_Offshore10 | . | S39 | . | T135 | 0 | 0
DK_E_Offshore10 | . | S39 | . | T136 | 0 | 0
DK_E_Offshore10 | . | S39 | . | T137 | 0 | 0
DK_E_Offshore10 | . | S39 | . | T138 | 0 | 0
DK_E_Offshore10 | . | S39 | . | T139 | 0 | 0
DK_E_Offshore10 | . | S39 | . | T140 | 0 | 0
DK_E_Offshore10 | . | S39 | . | T141 | 0 | 0
DK_E_Offshore10 | . | S39 | . | T142 | 0 | 0
DK_E_Offshore10 | . | S39 | . | T143 | 0 | 0
DK_E_Offshore10 | . | S39 | . | T144 | 0 | 0
DK_E_Offshore10 | . | S39 | . | T145 | 0 | 0
DK_E_Offshore10 | . | S39 | . | T146 | 0.03 | 10.8316
DK_E_Offshore10 | . | S39 | . | T147 | 0.06 | 21.6632
DK_E_Offshore10 | . | S39 | . | T148 | 0.03 | 10.8316
DK_E_Offshore10 | . | S39 | . | T149 | 0.03 | 10.8316
DK_E_Offshore10 | . | S39 | . | T150 | 0.03 | 10.8316
DK_E_Offshore10 | . | S39 | . | T151 | 0.06 | 21.6632
DK_E_Offshore10 | . | S39 | . | T152 | 0.12 | 43.3263
DK_E_Offshore10 | . | S39 | . | T153 | 0.12 | 43.3263
DK_E_Offshore10 | . | S39 | . | T154 | 0.12 | 43.3263
DK_E_Offshore10 | . | S39 | . | T155 | 0.19 | 68.6
DK_E_Offshore10 | . | S39 | . | T156 | 0.19 | 68.6
DK_E_Offshore10 | . | S39 | . | T157 | 0.19 | 68.6
DK_E_Offshore10 | . | S39 | . | T158 | 0.19 | 68.6
DK_E_Offshore10 | . | S39 | . | T159 | 0.19 | 68.6
DK_E_Offshore10 | . | S39 | . | T160 | 0.3 | 108.3158
DK_E_Offshore10 | . | S39 | . | T161 | 0.3 | 108.3158
DK_E_Offshore10 | . | S39 | . | T162 | 0.42 | 151.6421
DK_E_Offshore10 | . | S39 | . | T163 | 0.42 | 151.6421
DK_E_Offshore10 | . | S39 | . | T164 | 0.57 | 205.8
DK_E_Offshore10 | . | S39 | . | T165 | 0.57 | 205.8
DK_E_Offshore10 | . | S39 | . | T166 | 0.57 | 205.8
DK_E_Offshore10 | . | S39 | . | T167 | 0.57 | 205.8
DK_E_Offshore10 | . | S39 | . | T168 | 0.57 | 205.8
DK_E_Offshore10 | . | S40 | . | T001 | 0.57 | 205.8
DK_E_Offshore10 | . | S40 | . | T002 | 0.72 | 259.958
DK_E_Offshore10 | . | S40 | . | T003 | 0.72 | 259.958
DK_E_Offshore10 | . | S40 | . | T004 | 0.72 | 259.958
DK_E_Offshore10 | . | S40 | . | T005 | 0.57 | 205.8
DK_E_Offshore10 | . | S40 | . | T006 | 0.57 | 205.8
DK_E_Offshore10 | . | S40 | . | T007 | 0.57 | 205.8
DK_E_Offshore10 | . | S40 | . | T008 | 0.72 | 259.958
DK_E_Offshore10 | . | S40 | . | T009 | 0.72 | 259.958
DK_E_Offshore10 | . | S40 | . | T010 | 0.72 | 259.958
DK_E_Offshore10 | . | S40 | . | T011 | 0.72 | 259.958
DK_E_Offshore10 | . | S40 | . | T012 | 0.72 | 259.958
DK_E_Offshore10 | . | S40 | . | T013 | 0.57 | 205.8
DK_E_Offshore10 | . | S40 | . | T014 | 0.57 | 205.8
DK_E_Offshore10 | . | S40 | . | T015 | 0.42 | 151.6421
DK_E_Offshore10 | . | S40 | . | T016 | 0.3 | 108.3158
DK_E_Offshore10 | . | S40 | . | T017 | 0.3 | 108.3158
DK_E_Offshore10 | . | S40 | . | T018 | 0.19 | 68.6
DK_E_Offshore10 | . | S40 | . | T019 | 0.3 | 108.3158
DK_E_Offshore10 | . | S40 | . | T020 | 0.3 | 108.3158
DK_E_Offshore10 | . | S40 | . | T021 | 0.42 | 151.6421
DK_E_Offshore10 | . | S40 | . | T022 | 0.3 | 108.3158
DK_E_Offshore10 | . | S40 | . | T023 | 0.3 | 108.3158
DK_E_Offshore10 | . | S40 | . | T024 | 0.3 | 108.3158
DK_E_Offshore10 | . | S40 | . | T025 | 0.3 | 108.3158
DK_E_Offshore10 | . | S40 | . | T026 | 0.3 | 108.3158
DK_E_Offshore10 | . | S40 | . | T027 | 0.42 | 151.6421
DK_E_Offshore10 | . | S40 | . | T028 | 0.42 | 151.6421
DK_E_Offshore10 | . | S40 | . | T029 | 0.57 | 205.8
DK_E_Offshore10 | . | S40 | . | T030 | 0.72 | 259.958
DK_E_Offshore10 | . | S40 | . | T031 | 0.85 | 306.8948
DK_E_Offshore10 | . | S40 | . | T032 | 0.85 | 306.8948
DK_E_Offshore10 | . | S40 | . | T033 | 0.99 | 357.4422
DK_E_Offshore10 | . | S40 | . | T034 | 1 | 361.0527
DK_E_Offshore10 | . | S40 | . | T035 | 1 | 361.0527
DK_E_Offshore10 | . | S40 | . | T036 | 1 | 361.0527
DK_E_Offshore10 | . | S40 | . | T037 | 1 | 361.0527
DK_E_Offshore10 | . | S40 | . | T038 | 1 | 361.0527
DK_E_Offshore10 | . | S40 | . | T039 | 1 | 361.0527
DK_E_Offshore10 | . | S40 | . | T040 | 1 | 361.0527
DK_E_Offshore10 | . | S40 | . | T041 | 0.95 | 343.0001
DK_E_Offshore10 | . | S40 | . | T042 | 0.95 | 343.0001
DK_E_Offshore10 | . | S40 | . | T043 | 0.95 | 343.0001
DK_E_Offshore10 | . | S40 | . | T044 | 0.95 | 343.0001
DK_E_Offshore10 | . | S40 | . | T045 | 0.95 | 343.0001
DK_E_Offshore10 | . | S40 | . | T046 | 0.99 | 357.4422
DK_E_Offshore10 | . | S40 | . | T047 | 0.99 | 357.4422
DK_E_Offshore10 | . | S40 | . | T048 | 1 | 361.0527
DK_E_Offshore10 | . | S40 | . | T049 | 1 | 361.0527
DK_E_Offshore10 | . | S40 | . | T050 | 1 | 361.0527
DK_E_Offshore10 | . | S40 | . | T051 | 1 | 361.0527
DK_E_Offshore10 | . | S40 | . | T052 | 1 | 361.0527
DK_E_Offshore10 | . | S40 | . | T053 | 1 | 361.0527
DK_E_Offshore10 | . | S40 | . | T054 | 1 | 361.0527
DK_E_Offshore10 | . | S40 | . | T055 | 1 | 361.0527
DK_E_Offshore10 | . | S40 | . | T056 | 0.99 | 357.4422
DK_E_Offshore10 | . | S40 | . | T057 | 0.99 | 357.4422
DK_E_Offshore10 | . | S40 | . | T058 | 0.99 | 357.4422
DK_E_Offshore10 | . | S40 | . | T059 | 0.95 | 343.0001
DK_E_Offshore10 | . | S40 | . | T060 | 0.85 | 306.8948
DK_E_Offshore10 | . | S40 | . | T061 | 0.85 | 306.8948
DK_E_Offshore10 | . | S40 | . | T062 | 0.72 | 259.958
DK_E_Offshore10 | . | S40 | . | T063 | 0.57 | 205.8
DK_E_Offshore10 | . | S40 | . | T064 | 0.42 | 151.6421
DK_E_Offshore10 | . | S40 | . | T065 | 0.57 | 205.8
DK_E_Offshore10 | . | S40 | . | T066 | 0.85 | 306.8948
DK_E_Offshore10 | . | S40 | . | T067 | 1 | 361.0527
DK_E_Offshore10 | . | S40 | . | T068 | 0.99 | 357.4422
DK_E_Offshore10 | . | S40 | . | T069 | 0.95 | 343.0001
DK_E_Offshore10 | . | S40 | . | T070 | 0.95 | 343.0001
DK_E_Offshore10 | . | S40 | . | T071 | 0.95 | 343.0001
DK_E_Offshore10 | . | S40 | . | T072 | 0.85 | 306.8948
DK_E_Offshore10 | . | S40 | . | T073 | 0.85 | 306.8948
DK_E_Offshore10 | . | S40 | . | T074 | 0.85 | 306.8948
DK_E_Offshore10 | . | S40 | . | T075 | 0.85 | 306.8948
DK_E_Offshore10 | . | S40 | . | T076 | 0.72 | 259.958
DK_E_Offshore10 | . | S40 | . | T077 | 0.72 | 259.958
DK_E_Offshore10 | . | S40 | . | T078 | 0.72 | 259.958
DK_E_Offshore10 | . | S40 | . | T079 | 0.72 | 259.958
DK_E_Offshore10 | . | S40 | . | T080 | 0.72 | 259.958
DK_E_Offshore10 | . | S40 | . | T081 | 0.72 | 259.958
DK_E_Offshore10 | . | S40 | . | T082 | 0.72 | 259.958
DK_E_Offshore10 | . | S40 | . | T083 | 0.85 | 306.8948
DK_E_Offshore10 | . | S40 | . | T084 | 0.72 | 259.958
DK_E_Offshore10 | . | S40 | . | T085 | 0.72 | 259.958
DK_E_Offshore10 | . | S40 | . | T086 | 0.72 | 259.958
DK_E_Offshore10 | . | S40 | . | T087 | 0.72 | 259.958
DK_E_Offshore10 | . | S40 | . | T088 | 0.85 | 306.8948
DK_E_Offshore10 | . | S40 | . | T089 | 0.85 | 306.8948
DK_E_Offshore10 | . | S40 | . | T090 | 0.85 | 306.8948
DK_E_Offshore10 | . | S40 | . | T091 | 0.85 | 306.8948
DK_E_Offshore10 | . | S40 | . | T092 | 0.85 | 306.8948
DK_E_Offshore10 | . | S40 | . | T093 | 0.85 | 306.8948
DK_E_Offshore10 | . | S40 | . | T094 | 0.85 | 306.8948
DK_E_Offshore10 | . | S40 | . | T095 | 0.85 | 306.8948
DK_E_Offshore10 | . | S40 | . | T096 | 0.85 | 306.8948
DK_E_Offshore10 | . | S40 | . | T097 | 0.85 | 306.8948
DK_E_Offshore10 | . | S40 | . | T098 | 0.85 | 306.8948
DK_E_Offshore10 | . | S40 | . | T099 | 0.85 | 306.8948
DK_E_Offshore10 | . | S40 | . | T100 | 0.85 | 306.8948
DK_E_Offshore10 | . | S40 | . | T101 | 0.85 | 306.8948
DK_E_Offshore10 | . | S40 | . | T102 | 0.85 | 306.8948
DK_E_Offshore10 | . | S40 | . | T103 | 0.85 | 306.8948
DK_E_Offshore10 | . | S40 | . | T104 | 0.95 | 343.0001
DK_E_Offshore10 | . | S40 | . | T105 | 0.95 | 343.0001
DK_E_Offshore10 | . | S40 | . | T106 | 0.95 | 343.0001
DK_E_Offshore10 | . | S40 | . | T107 | 0.95 | 343.0001
DK_E_Offshore10 | . | S40 | . | T108 | 0.99 | 357.4422
DK_E_Offshore10 | . | S40 | . | T109 | 0.99 | 357.4422
DK_E_Offshore10 | . | S40 | . | T110 | 0.99 | 357.4422
DK_E_Offshore10 | . | S40 | . | T111 | 0.99 | 357.4422
DK_E_Offshore10 | . | S40 | . | T112 | 0.99 | 357.4422
DK_E_Offshore10 | . | S40 | . | T113 | 0.99 | 357.4422
DK_E_Offshore10 | . | S40 | . | T114 | 0.95 | 343.0001
DK_E_Offshore10 | . | S40 | . | T115 | 0.85 | 306.8948
DK_E_Offshore10 | . | S40 | . | T116 | 0.85 | 306.8948
DK_E_Offshore10 | . | S40 | . | T117 | 0.85 | 306.8948
DK_E_Offshore10 | . | S40 | . | T118 | 0.72 | 259.958
DK_E_Offshore10 | . | S40 | . | T119 | 0.72 | 259.958
DK_E_Offshore10 | . | S40 | . | T120 | 0.57 | 205.8
DK_E_Offshore10 | . | S40 | . | T121 | 0.57 | 205.8
DK_E_Offshore10 | . | S40 | . | T122 | 0.57 | 205.8
DK_E_Offshore10 | . | S40 | . | T123 | 0.42 | 151.6421
DK_E_Offshore10 | . | S40 | . | T124 | 0.42 | 151.6421
DK_E_Offshore10 | . | S40 | . | T125 | 0.42 | 151.6421
DK_E_Offshore10 | . | S40 | . | T126 | 0.3 | 108.3158
DK_E_Offshore10 | . | S40 | . | T127 | 0.3 | 108.3158
DK_E_Offshore10 | . | S40 | . | T128 | 0.3 | 108.3158
DK_E_Offshore10 | . | S40 | . | T129 | 0.3 | 108.3158
DK_E_Offshore10 | . | S40 | . | T130 | 0.3 | 108.3158
DK_E_Offshore10 | . | S40 | . | T131 | 0.3 | 108.3158
DK_E_Offshore10 | . | S40 | . | T132 | 0.3 | 108.3158
DK_E_Offshore10 | . | S40 | . | T133 | 0.19 | 68.6
DK_E_Offshore10 | . | S40 | . | T134 | 0.19 | 68.6
DK_E_Offshore10 | . | S40 | . | T135 | 0.19 | 68.6
DK_E_Offshore10 | . | S40 | . | T136 | 0.12 | 43.3263
DK_E_Offshore10 | . | S40 | . | T137 | 0.12 | 43.3263
DK_E_Offshore10 | . | S40 | . | T138 | 0.12 | 43.3263
DK_E_Offshore10 | . | S40 | . | T139 | 0.19 | 68.6
DK_E_Offshore10 | . | S40 | . | T140 | 0.19 | 68.6
DK_E_Offshore10 | . | S40 | . | T141 | 0.3 | 108.3158
DK_E_Offshore10 | . | S40 | . | T142 | 0.3 | 108.3158
DK_E_Offshore10 | . | S40 | . | T143 | 0.3 | 108.3158
DK_E_Offshore10 | . | S40 | . | T144 | 0.3 | 108.3158
DK_E_Offshore10 | . | S40 | . | T145 | 0.19 | 68.6
DK_E_Offshore10 | . | S40 | . | T146 | 0.12 | 43.3263
DK_E_Offshore10 | . | S40 | . | T147 | 0.19 | 68.6
DK_E_Offshore10 | . | S40 | . | T148 | 0.19 | 68.6
DK_E_Offshore10 | . | S40 | . | T149 | 0.19 | 68.6
DK_E_Offshore10 | . | S40 | . | T150 | 0.19 | 68.6
DK_E_Offshore10 | . | S40 | . | T151 | 0.19 | 68.6
DK_E_Offshore10 | . | S40 | . | T152 | 0.42 | 151.6421
DK_E_Offshore10 | . | S40 | . | T153 | 0.42 | 151.6421
DK_E_Offshore10 | . | S40 | . | T154 | 0.3 | 108.3158
DK_E_Offshore10 | . | S40 | . | T155 | 0.19 | 68.6
DK_E_Offshore10 | . | S40 | . | T156 | 0.19 | 68.6
DK_E_Offshore10 | . | S40 | . | T157 | 0.3 | 108.3158
DK_E_Offshore10 | . | S40 | . | T158 | 0.3 | 108.3158
DK_E_Offshore10 | . | S40 | . | T159 | 0.3 | 108.3158
DK_E_Offshore10 | . | S40 | . | T160 | 0.3 | 108.3158
DK_E_Offshore10 | . | S40 | . | T161 | 0.42 | 151.6421
DK_E_Offshore10 | . | S40 | . | T162 | 0.42 | 151.6421
DK_E_Offshore10 | . | S40 | . | T163 | 0.42 | 151.6421
DK_E_Offshore10 | . | S40 | . | T164 | 0.3 | 108.3158
DK_E_Offshore10 | . | S40 | . | T165 | 0.3 | 108.3158
DK_E_Offshore10 | . | S40 | . | T166 | 0.3 | 108.3158
DK_E_Offshore10 | . | S40 | . | T167 | 0.3 | 108.3158
DK_E_Offshore10 | . | S40 | . | T168 | 0.3 | 108.3158
DK_E_Offshore10 | . | S41 | . | T001 | 0.3 | 108.3158
DK_E_Offshore10 | . | S41 | . | T002 | 0.3 | 108.3158
DK_E_Offshore10 | . | S41 | . | T003 | 0.42 | 151.6421
DK_E_Offshore10 | . | S41 | . | T004 | 0.57 | 205.8
DK_E_Offshore10 | . | S41 | . | T005 | 0.57 | 205.8
DK_E_Offshore10 | . | S41 | . | T006 | 0.72 | 259.958
DK_E_Offshore10 | . | S41 | . | T007 | 0.72 | 259.958
DK_E_Offshore10 | . | S41 | . | T008 | 0.57 | 205.8
DK_E_Offshore10 | . | S41 | . | T009 | 0.57 | 205.8
DK_E_Offshore10 | . | S41 | . | T010 | 0.42 | 151.6421
DK_E_Offshore10 | . | S41 | . | T011 | 0.42 | 151.6421
DK_E_Offshore10 | . | S41 | . | T012 | 0.42 | 151.6421
DK_E_Offshore10 | . | S41 | . | T013 | 0.3 | 108.3158
DK_E_Offshore10 | . | S41 | . | T014 | 0.3 | 108.3158
DK_E_Offshore10 | . | S41 | . | T015 | 0.19 | 68.6
DK_E_Offshore10 | . | S41 | . | T016 | 0.12 | 43.3263
DK_E_Offshore10 | . | S41 | . | T017 | 0.12 | 43.3263
DK_E_Offshore10 | . | S41 | . | T018 | 0.12 | 43.3263
DK_E_Offshore10 | . | S41 | . | T019 | 0.19 | 68.6
DK_E_Offshore10 | . | S41 | . | T020 | 0.19 | 68.6
DK_E_Offshore10 | . | S41 | . | T021 | 0.3 | 108.3158
DK_E_Offshore10 | . | S41 | . | T022 | 0.3 | 108.3158
DK_E_Offshore10 | . | S41 | . | T023 | 0.3 | 108.3158
DK_E_Offshore10 | . | S41 | . | T024 | 0.3 | 108.3158
DK_E_Offshore10 | . | S41 | . | T025 | 0.3 | 108.3158
DK_E_Offshore10 | . | S41 | . | T026 | 0.42 | 151.6421
DK_E_Offshore10 | . | S41 | . | T027 | 0.42 | 151.6421
DK_E_Offshore10 | . | S41 | . | T028 | 0.57 | 205.8
DK_E_Offshore10 | . | S41 | . | T029 | 0.72 | 259.958
DK_E_Offshore10 | . | S41 | . | T030 | 0.85 | 306.8948
DK_E_Offshore10 | . | S41 | . | T031 | 0.85 | 306.8948
DK_E_Offshore10 | . | S41 | . | T032 | 0.72 | 259.958
DK_E_Offshore10 | . | S41 | . | T033 | 0.72 | 259.958
DK_E_Offshore10 | . | S41 | . | T034 | 0.72 | 259.958
DK_E_Offshore10 | . | S41 | . | T035 | 0.57 | 205.8
DK_E_Offshore10 | . | S41 | . | T036 | 0.57 | 205.8
DK_E_Offshore10 | . | S41 | . | T037 | 0.57 | 205.8
DK_E_Offshore10 | . | S41 | . | T038 | 0.42 | 151.6421
DK_E_Offshore10 | . | S41 | . | T039 | 0.57 | 205.8
DK_E_Offshore10 | . | S41 | . | T040 | 0.57 | 205.8
DK_E_Offshore10 | . | S41 | . | T041 | 0.72 | 259.958
DK_E_Offshore10 | . | S41 | . | T042 | 0.72 | 259.958
DK_E_Offshore10 | . | S41 | . | T043 | 0.72 | 259.958
DK_E_Offshore10 | . | S41 | . | T044 | 0.72 | 259.958
DK_E_Offshore10 | . | S41 | . | T045 | 0.72 | 259.958
DK_E_Offshore10 | . | S41 | . | T046 | 0.72 | 259.958
DK_E_Offshore10 | . | S41 | . | T047 | 0.72 | 259.958
DK_E_Offshore10 | . | S41 | . | T048 | 0.72 | 259.958
DK_E_Offshore10 | . | S41 | . | T049 | 0.72 | 259.958
DK_E_Offshore10 | . | S41 | . | T050 | 0.72 | 259.958
DK_E_Offshore10 | . | S41 | . | T051 | 0.72 | 259.958
DK_E_Offshore10 | . | S41 | . | T052 | 0.72 | 259.958
DK_E_Offshore10 | . | S41 | . | T053 | 0.72 | 259.958
DK_E_Offshore10 | . | S41 | . | T054 | 0.72 | 259.958
DK_E_Offshore10 | . | S41 | . | T055 | 0.72 | 259.958
DK_E_Offshore10 | . | S41 | . | T056 | 0.72 | 259.958
DK_E_Offshore10 | . | S41 | . | T057 | 0.72 | 259.958
DK_E_Offshore10 | . | S41 | . | T058 | 0.85 | 306.8948
DK_E_Offshore10 | . | S41 | . | T059 | 0.85 | 306.8948
DK_E_Offshore10 | . | S41 | . | T060 | 0.85 | 306.8948
DK_E_Offshore10 | . | S41 | . | T061 | 0.85 | 306.8948
DK_E_Offshore10 | . | S41 | . | T062 | 0.85 | 306.8948
DK_E_Offshore10 | . | S41 | . | T063 | 0.85 | 306.8948
DK_E_Offshore10 | . | S41 | . | T064 | 0.95 | 343.0001
DK_E_Offshore10 | . | S41 | . | T065 | 0.95 | 343.0001
DK_E_Offshore10 | . | S41 | . | T066 | 0.95 | 343.0001
DK_E_Offshore10 | . | S41 | . | T067 | 0.99 | 357.4422
DK_E_Offshore10 | . | S41 | . | T068 | 0.99 | 357.4422
DK_E_Offshore10 | . | S41 | . | T069 | 0.99 | 357.4422
DK_E_Offshore10 | . | S41 | . | T070 | 1 | 361.0527
DK_E_Offshore10 | . | S41 | . | T071 | 1 | 361.0527
DK_E_Offshore10 | . | S41 | . | T072 | 1 | 361.0527
DK_E_Offshore10 | . | S41 | . | T073 | 1 | 361.0527
DK_E_Offshore10 | . | S41 | . | T074 | 1 | 361.0527
DK_E_Offshore10 | . | S41 | . | T075 | 1 | 361.0527
DK_E_Offshore10 | . | S41 | . | T076 | 1 | 361.0527
DK_E_Offshore10 | . | S41 | . | T077 | 1 | 361.0527
DK_E_Offshore10 | . | S41 | . | T078 | 1 | 361.0527
DK_E_Offshore10 | . | S41 | . | T079 | 1 | 361.0527
DK_E_Offshore10 | . | S41 | . | T080 | 1 | 361.0527
DK_E_Offshore10 | . | S41 | . | T081 | 1 | 361.0527
DK_E_Offshore10 | . | S41 | . | T082 | 1 | 361.0527
DK_E_Offshore10 | . | S41 | . | T083 | 1 | 361.0527
DK_E_Offshore10 | . | S41 | . | T084 | 0.99 | 357.4422
DK_E_Offshore10 | . | S41 | . | T085 | 0.99 | 357.4422
DK_E_Offshore10 | . | S41 | . | T086 | 0.99 | 357.4422
DK_E_Offshore10 | . | S41 | . | T087 | 0.99 | 357.4422
DK_E_Offshore10 | . | S41 | . | T088 | 1 | 361.0527
DK_E_Offshore10 | . | S41 | . | T089 | 1 | 361.0527
DK_E_Offshore10 | . | S41 | . | T090 | 1 | 361.0527
DK_E_Offshore10 | . | S41 | . | T091 | 1 | 361.0527
DK_E_Offshore10 | . | S41 | . | T092 | 1 | 361.0527
DK_E_Offshore10 | . | S41 | . | T093 | 1 | 361.0527
DK_E_Offshore10 | . | S41 | . | T094 | 1 | 361.0527
DK_E_Offshore10 | . | S41 | . | T095 | 1 | 361.0527
DK_E_Offshore10 | . | S41 | . | T096 | 1 | 361.0527
DK_E_Offshore10 | . | S41 | . | T097 | 1 | 361.0527
DK_E_Offshore10 | . | S41 | . | T098 | 0.95 | 343.0001
DK_E_Offshore10 | . | S41 | . | T099 | 0.85 | 306.8948
DK_E_Offshore10 | . | S41 | . | T100 | 0.72 | 259.958
DK_E_Offshore10 | . | S41 | . | T101 | 0.72 | 259.958
DK_E_Offshore10 | . | S41 | . | T102 | 0.57 | 205.8
DK_E_Offshore10 | . | S41 | . | T103 | 0.57 | 205.8
DK_E_Offshore10 | . | S41 | . | T104 | 0.42 | 151.6421
DK_E_Offshore10 | . | S41 | . | T105 | 0.3 | 108.3158
DK_E_Offshore10 | . | S41 | . | T106 | 0.3 | 108.3158
DK_E_Offshore10 | . | S41 | . | T107 | 0.19 | 68.6
DK_E_Offshore10 | . | S41 | . | T108 | 0.19 | 68.6
DK_E_Offshore10 | . | S41 | . | T109 | 0.19 | 68.6
DK_E_Offshore10 | . | S41 | . | T110 | 0.19 | 68.6
DK_E_Offshore10 | . | S41 | . | T111 | 0.3 | 108.3158
DK_E_Offshore10 | . | S41 | . | T112 | 0.3 | 108.3158
DK_E_Offshore10 | . | S41 | . | T113 | 0.3 | 108.3158
DK_E_Offshore10 | . | S41 | . | T114 | 0.3 | 108.3158
DK_E_Offshore10 | . | S41 | . | T115 | 0.3 | 108.3158
DK_E_Offshore10 | . | S41 | . | T116 | 0.3 | 108.3158
DK_E_Offshore10 | . | S41 | . | T117 | 0.3 | 108.3158
DK_E_Offshore10 | . | S41 | . | T118 | 0.57 | 205.8
DK_E_Offshore10 | . | S41 | . | T119 | 0.72 | 259.958
DK_E_Offshore10 | . | S41 | . | T120 | 0.85 | 306.8948
DK_E_Offshore10 | . | S41 | . | T121 | 0.72 | 259.958
DK_E_Offshore10 | . | S41 | . | T122 | 0.72 | 259.958
DK_E_Offshore10 | . | S41 | . | T123 | 0.72 | 259.958
DK_E_Offshore10 | . | S41 | . | T124 | 0.85 | 306.8948
DK_E_Offshore10 | . | S41 | . | T125 | 0.72 | 259.958
DK_E_Offshore10 | . | S41 | . | T126 | 0.72 | 259.958
DK_E_Offshore10 | . | S41 | . | T127 | 0.72 | 259.958
DK_E_Offshore10 | . | S41 | . | T128 | 0.57 | 205.8
DK_E_Offshore10 | . | S41 | . | T129 | 0.72 | 259.958
DK_E_Offshore10 | . | S41 | . | T130 | 0.57 | 205.8
DK_E_Offshore10 | . | S41 | . | T131 | 0.57 | 205.8
DK_E_Offshore10 | . | S41 | . | T132 | 0.42 | 151.6421
DK_E_Offshore10 | . | S41 | . | T133 | 0.42 | 151.6421
DK_E_Offshore10 | . | S41 | . | T134 | 0.42 | 151.6421
DK_E_Offshore10 | . | S41 | . | T135 | 0.3 | 108.3158
DK_E_Offshore10 | . | S41 | . | T136 | 0.3 | 108.3158
DK_E_Offshore10 | . | S41 | . | T137 | 0.42 | 151.6421
DK_E_Offshore10 | . | S41 | . | T138 | 0.42 | 151.6421
DK_E_Offshore10 | . | S41 | . | T139 | 0.42 | 151.6421
DK_E_Offshore10 | . | S41 | . | T140 | 0.42 | 151.6421
DK_E_Offshore10 | . | S41 | . | T141 | 0.42 | 151.6421
DK_E_Offshore10 | . | S41 | . | T142 | 0.42 | 151.6421
DK_E_Offshore10 | . | S41 | . | T143 | 0.3 | 108.3158
DK_E_Offshore10 | . | S41 | . | T144 | 0.3 | 108.3158
DK_E_Offshore10 | . | S41 | . | T145 | 0.3 | 108.3158
DK_E_Offshore10 | . | S41 | . | T146 | 0.3 | 108.3158
DK_E_Offshore10 | . | S41 | . | T147 | 0.3 | 108.3158
DK_E_Offshore10 | . | S41 | . | T148 | 0.19 | 68.6
DK_E_Offshore10 | . | S41 | . | T149 | 0.12 | 43.3263
DK_E_Offshore10 | . | S41 | . | T150 | 0.12 | 43.3263
DK_E_Offshore10 | . | S41 | . | T151 | 0.12 | 43.3263
DK_E_Offshore10 | . | S41 | . | T152 | 0.3 | 108.3158
DK_E_Offshore10 | . | S41 | . | T153 | 0.42 | 151.6421
DK_E_Offshore10 | . | S41 | . | T154 | 0.57 | 205.8
DK_E_Offshore10 | . | S41 | . | T155 | 0.57 | 205.8
DK_E_Offshore10 | . | S41 | . | T156 | 0.42 | 151.6421
DK_E_Offshore10 | . | S41 | . | T157 | 0.42 | 151.6421
DK_E_Offshore10 | . | S41 | . | T158 | 0.3 | 108.3158
DK_E_Offshore10 | . | S41 | . | T159 | 0.3 | 108.3158
DK_E_Offshore10 | . | S41 | . | T160 | 0.3 | 108.3158
DK_E_Offshore10 | . | S41 | . | T161 | 0.19 | 68.6
DK_E_Offshore10 | . | S41 | . | T162 | 0.19 | 68.6
DK_E_Offshore10 | . | S41 | . | T163 | 0.19 | 68.6
DK_E_Offshore10 | . | S41 | . | T164 | 0.19 | 68.6
DK_E_Offshore10 | . | S41 | . | T165 | 0.12 | 43.3263
DK_E_Offshore10 | . | S41 | . | T166 | 0.12 | 43.3263
DK_E_Offshore10 | . | S41 | . | T167 | 0.06 | 21.6632
DK_E_Offshore10 | . | S41 | . | T168 | 0.03 | 10.8316
DK_E_Offshore10 | . | S42 | . | T001 | 0.03 | 10.8316
DK_E_Offshore10 | . | S42 | . | T002 | 0 | 0
DK_E_Offshore10 | . | S42 | . | T003 | 0 | 0
DK_E_Offshore10 | . | S42 | . | T004 | 0 | 0
DK_E_Offshore10 | . | S42 | . | T005 | 0 | 0
DK_E_Offshore10 | . | S42 | . | T006 | 0 | 0
DK_E_Offshore10 | . | S42 | . | T007 | 0 | 0
DK_E_Offshore10 | . | S42 | . | T008 | 0 | 0
DK_E_Offshore10 | . | S42 | . | T009 | 0 | 0
DK_E_Offshore10 | . | S42 | . | T010 | 0 | 0
DK_E_Offshore10 | . | S42 | . | T011 | 0.03 | 10.8316
DK_E_Offshore10 | . | S42 | . | T012 | 0.06 | 21.6632
DK_E_Offshore10 | . | S42 | . | T013 | 0.12 | 43.3263
DK_E_Offshore10 | . | S42 | . | T014 | 0.06 | 21.6632
DK_E_Offshore10 | . | S42 | . | T015 | 0.06 | 21.6632
DK_E_Offshore10 | . | S42 | . | T016 | 0.12 | 43.3263
DK_E_Offshore10 | . | S42 | . | T017 | 0.3 | 108.3158
DK_E_Offshore10 | . | S42 | . | T018 | 0.42 | 151.6421
DK_E_Offshore10 | . | S42 | . | T019 | 0.57 | 205.8
DK_E_Offshore10 | . | S42 | . | T020 | 0.72 | 259.958
DK_E_Offshore10 | . | S42 | . | T021 | 0.72 | 259.958
DK_E_Offshore10 | . | S42 | . | T022 | 0.72 | 259.958
DK_E_Offshore10 | . | S42 | . | T023 | 0.72 | 259.958
DK_E_Offshore10 | . | S42 | . | T024 | 0.57 | 205.8
DK_E_Offshore10 | . | S42 | . | T025 | 0.42 | 151.6421
DK_E_Offshore10 | . | S42 | . | T026 | 0.42 | 151.6421
DK_E_Offshore10 | . | S42 | . | T027 | 0.19 | 68.6
DK_E_Offshore10 | . | S42 | . | T028 | 0.12 | 43.3263
DK_E_Offshore10 | . | S42 | . | T029 | 0.12 | 43.3263
DK_E_Offshore10 | . | S42 | . | T030 | 0.12 | 43.3263
DK_E_Offshore10 | . | S42 | . | T031 | 0.19 | 68.6
DK_E_Offshore10 | . | S42 | . | T032 | 0.12 | 43.3263
DK_E_Offshore10 | . | S42 | . | T033 | 0.06 | 21.6632
DK_E_Offshore10 | . | S42 | . | T034 | 0.12 | 43.3263
DK_E_Offshore10 | . | S42 | . | T035 | 0.06 | 21.6632
DK_E_Offshore10 | . | S42 | . | T036 | 0.06 | 21.6632
DK_E_Offshore10 | . | S42 | . | T037 | 0.03 | 10.8316
DK_E_Offshore10 | . | S42 | . | T038 | 0 | 0
DK_E_Offshore10 | . | S42 | . | T039 | 0 | 0
DK_E_Offshore10 | . | S42 | . | T040 | 0 | 0
DK_E_Offshore10 | . | S42 | . | T041 | 0 | 0
DK_E_Offshore10 | . | S42 | . | T042 | 0.03 | 10.8316
DK_E_Offshore10 | . | S42 | . | T043 | 0.06 | 21.6632
DK_E_Offshore10 | . | S42 | . | T044 | 0.06 | 21.6632
DK_E_Offshore10 | . | S42 | . | T045 | 0.06 | 21.6632
DK_E_Offshore10 | . | S42 | . | T046 | 0.06 | 21.6632
DK_E_Offshore10 | . | S42 | . | T047 | 0.06 | 21.6632
DK_E_Offshore10 | . | S42 | . | T048 | 0.06 | 21.6632
DK_E_Offshore10 | . | S42 | . | T049 | 0.06 | 21.6632
DK_E_Offshore10 | . | S42 | . | T050 | 0.03 | 10.8316
DK_E_Offshore10 | . | S42 | . | T051 | 0.03 | 10.8316
DK_E_Offshore10 | . | S42 | . | T052 | 0.03 | 10.8316
DK_E_Offshore10 | . | S42 | . | T053 | 0.06 | 21.6632
DK_E_Offshore10 | . | S42 | . | T054 | 0.06 | 21.6632
DK_E_Offshore10 | . | S42 | . | T055 | 0.12 | 43.3263
DK_E_Offshore10 | . | S42 | . | T056 | 0.57 | 205.8
DK_E_Offshore10 | . | S42 | . | T057 | 0.72 | 259.958
DK_E_Offshore10 | . | S42 | . | T058 | 0.42 | 151.6421
DK_E_Offshore10 | . | S42 | . | T059 | 0.42 | 151.6421
DK_E_Offshore10 | . | S42 | . | T060 | 0.3 | 108.3158
DK_E_Offshore10 | . | S42 | . | T061 | 0.3 | 108.3158
DK_E_Offshore10 | . | S42 | . | T062 | 0.3 | 108.3158
DK_E_Offshore10 | . | S42 | . | T063 | 0.3 | 108.3158
DK_E_Offshore10 | . | S42 | . | T064 | 0.19 | 68.6
DK_E_Offshore10 | . | S42 | . | T065 | 0.19 | 68.6
DK_E_Offshore10 | . | S42 | . | T066 | 0.19 | 68.6
DK_E_Offshore10 | . | S42 | . | T067 | 0.19 | 68.6
DK_E_Offshore10 | . | S42 | . | T068 | 0.12 | 43.3263
DK_E_Offshore10 | . | S42 | . | T069 | 0.12 | 43.3263
DK_E_Offshore10 | . | S42 | . | T070 | 0.12 | 43.3263
DK_E_Offshore10 | . | S42 | . | T071 | 0.06 | 21.6632
DK_E_Offshore10 | . | S42 | . | T072 | 0.03 | 10.8316
DK_E_Offshore10 | . | S42 | . | T073 | 0 | 0
DK_E_Offshore10 | . | S42 | . | T074 | 0 | 0
DK_E_Offshore10 | . | S42 | . | T075 | 0 | 0
DK_E_Offshore10 | . | S42 | . | T076 | 0 | 0
DK_E_Offshore10 | . | S42 | . | T077 | 0 | 0
DK_E_Offshore10 | . | S42 | . | T078 | 0 | 0
DK_E_Offshore10 | . | S42 | . | T079 | 0 | 0
DK_E_Offshore10 | . | S42 | . | T080 | 0 | 0
DK_E_Offshore10 | . | S42 | . | T081 | 0 | 0
DK_E_Offshore10 | . | S42 | . | T082 | 0 | 0
DK_E_Offshore10 | . | S42 | . | T083 | 0 | 0
DK_E_Offshore10 | . | S42 | . | T084 | 0 | 0
DK_E_Offshore10 | . | S42 | . | T085 | 0 | 0
DK_E_Offshore10 | . | S42 | . | T086 | 0 | 0
DK_E_Offshore10 | . | S42 | . | T087 | 0 | 0
DK_E_Offshore10 | . | S42 | . | T088 | 0 | 0
DK_E_Offshore10 | . | S42 | . | T089 | 0.03 | 10.8316
DK_E_Offshore10 | . | S42 | . | T090 | 0.06 | 21.6632
DK_E_Offshore10 | . | S42 | . | T091 | 0.06 | 21.6632
DK_E_Offshore10 | . | S42 | . | T092 | 0.12 | 43.3263
DK_E_Offshore10 | . | S42 | . | T093 | 0.12 | 43.3263
DK_E_Offshore10 | . | S42 | . | T094 | 0.12 | 43.3263
DK_E_Offshore10 | . | S42 | . | T095 | 0.12 | 43.3263
DK_E_Offshore10 | . | S42 | . | T096 | 0.19 | 68.6
DK_E_Offshore10 | . | S42 | . | T097 | 0.19 | 68.6
DK_E_Offshore10 | . | S42 | . | T098 | 0.19 | 68.6
DK_E_Offshore10 | . | S42 | . | T099 | 0.19 | 68.6
DK_E_Offshore10 | . | S42 | . | T100 | 0.19 | 68.6
DK_E_Offshore10 | . | S42 | . | T101 | 0.19 | 68.6
DK_E_Offshore10 | . | S42 | . | T102 | 0.19 | 68.6
DK_E_Offshore10 | . | S42 | . | T103 | 0.19 | 68.6
DK_E_Offshore10 | . | S42 | . | T104 | 0.42 | 151.6421
DK_E_Offshore10 | . | S42 | . | T105 | 0.42 | 151.6421
DK_E_Offshore10 | . | S42 | . | T106 | 0.42 | 151.6421
DK_E_Offshore10 | . | S42 | . | T107 | 0.3 | 108.3158
DK_E_Offshore10 | . | S42 | . | T108 | 0.3 | 108.3158
DK_E_Offshore10 | . | S42 | . | T109 | 0.3 | 108.3158
DK_E_Offshore10 | . | S42 | . | T110 | 0.3 | 108.3158
DK_E_Offshore10 | . | S42 | . | T111 | 0.3 | 108.3158
DK_E_Offshore10 | . | S42 | . | T112 | 0.3 | 108.3158
DK_E_Offshore10 | . | S42 | . | T113 | 0.3 | 108.3158
DK_E_Offshore10 | . | S42 | . | T114 | 0.3 | 108.3158
DK_E_Offshore10 | . | S42 | . | T115 | 0.3 | 108.3158
DK_E_Offshore10 | . | S42 | . | T116 | 0.3 | 108.3158
DK_E_Offshore10 | . | S42 | . | T117 | 0.3 | 108.3158
DK_E_Offshore10 | . | S42 | . | T118 | 0.19 | 68.6
DK_E_Offshore10 | . | S42 | . | T119 | 0.19 | 68.6
DK_E_Offshore10 | . | S42 | . | T120 | 0.19 | 68.6
DK_E_Offshore10 | . | S42 | . | T121 | 0.19 | 68.6
DK_E_Offshore10 | . | S42 | . | T122 | 0.19 | 68.6
DK_E_Offshore10 | . | S42 | . | T123 | 0.19 | 68.6
DK_E_Offshore10 | . | S42 | . | T124 | 0.19 | 68.6
DK_E_Offshore10 | . | S42 | . | T125 | 0.19 | 68.6
DK_E_Offshore10 | . | S42 | . | T126 | 0.19 | 68.6
DK_E_Offshore10 | . | S42 | . | T127 | 0.19 | 68.6
DK_E_Offshore10 | . | S42 | . | T128 | 0.19 | 68.6
DK_E_Offshore10 | . | S42 | . | T129 | 0.19 | 68.6
DK_E_Offshore10 | . | S42 | . | T130 | 0.19 | 68.6
DK_E_Offshore10 | . | S42 | . | T131 | 0.19 | 68.6
DK_E_Offshore10 | . | S42 | . | T132 | 0.19 | 68.6
DK_E_Offshore10 | . | S42 | . | T133 | 0.19 | 68.6
DK_E_Offshore10 | . | S42 | . | T134 | 0.19 | 68.6
DK_E_Offshore10 | . | S42 | . | T135 | 0.19 | 68.6
DK_E_Offshore10 | . | S42 | . | T136 | 0.19 | 68.6
DK_E_Offshore10 | . | S42 | . | T137 | 0.19 | 68.6
DK_E_Offshore10 | . | S42 | . | T138 | 0.19 | 68.6
DK_E_Offshore10 | . | S42 | . | T139 | 0.19 | 68.6
DK_E_Offshore10 | . | S42 | . | T140 | 0.19 | 68.6
DK_E_Offshore10 | . | S42 | . | T141 | 0.19 | 68.6
DK_E_Offshore10 | . | S42 | . | T142 | 0.19 | 68.6
DK_E_Offshore10 | . | S42 | . | T143 | 0.12 | 43.3263
DK_E_Offshore10 | . | S42 | . | T144 | 0.12 | 43.3263
DK_E_Offshore10 | . | S42 | . | T145 | 0.12 | 43.3263
DK_E_Offshore10 | . | S42 | . | T146 | 0.12 | 43.3263
DK_E_Offshore10 | . | S42 | . | T147 | 0.19 | 68.6
DK_E_Offshore10 | . | S42 | . | T148 | 0.19 | 68.6
DK_E_Offshore10 | . | S42 | . | T149 | 0.3 | 108.3158
DK_E_Offshore10 | . | S42 | . | T150 | 0.3 | 108.3158
DK_E_Offshore10 | . | S42 | . | T151 | 0.42 | 151.6421
DK_E_Offshore10 | . | S42 | . | T152 | 0.42 | 151.6421
DK_E_Offshore10 | . | S42 | . | T153 | 0.42 | 151.6421
DK_E_Offshore10 | . | S42 | . | T154 | 0.3 | 108.3158
DK_E_Offshore10 | . | S42 | . | T155 | 0.3 | 108.3158
DK_E_Offshore10 | . | S42 | . | T156 | 0.3 | 108.3158
DK_E_Offshore10 | . | S42 | . | T157 | 0.3 | 108.3158
DK_E_Offshore10 | . | S42 | . | T158 | 0.42 | 151.6421
DK_E_Offshore10 | . | S42 | . | T159 | 0.42 | 151.6421
DK_E_Offshore10 | . | S42 | . | T160 | 0.42 | 151.6421
DK_E_Offshore10 | . | S42 | . | T161 | 0.42 | 151.6421
DK_E_Offshore10 | . | S42 | . | T162 | 0.57 | 205.8
DK_E_Offshore10 | . | S42 | . | T163 | 0.57 | 205.8
DK_E_Offshore10 | . | S42 | . | T164 | 0.57 | 205.8
DK_E_Offshore10 | . | S42 | . | T165 | 0.57 | 205.8
DK_E_Offshore10 | . | S42 | . | T166 | 0.57 | 205.8
DK_E_Offshore10 | . | S42 | . | T167 | 0.57 | 205.8
DK_E_Offshore10 | . | S42 | . | T168 | 0.57 | 205.8
DK_E_Offshore10 | . | S43 | . | T001 | 0.57 | 205.8
DK_E_Offshore10 | . | S43 | . | T002 | 0.57 | 205.8
DK_E_Offshore10 | . | S43 | . | T003 | 0.42 | 151.6421
DK_E_Offshore10 | . | S43 | . | T004 | 0.42 | 151.6421
DK_E_Offshore10 | . | S43 | . | T005 | 0.57 | 205.8
DK_E_Offshore10 | . | S43 | . | T006 | 0.57 | 205.8
DK_E_Offshore10 | . | S43 | . | T007 | 0.57 | 205.8
DK_E_Offshore10 | . | S43 | . | T008 | 0.72 | 259.958
DK_E_Offshore10 | . | S43 | . | T009 | 0.57 | 205.8
DK_E_Offshore10 | . | S43 | . | T010 | 0.72 | 259.958
DK_E_Offshore10 | . | S43 | . | T011 | 0.72 | 259.958
DK_E_Offshore10 | . | S43 | . | T012 | 0.57 | 205.8
DK_E_Offshore10 | . | S43 | . | T013 | 0.57 | 205.8
DK_E_Offshore10 | . | S43 | . | T014 | 0.57 | 205.8
DK_E_Offshore10 | . | S43 | . | T015 | 0.57 | 205.8
DK_E_Offshore10 | . | S43 | . | T016 | 0.57 | 205.8
DK_E_Offshore10 | . | S43 | . | T017 | 0.42 | 151.6421
DK_E_Offshore10 | . | S43 | . | T018 | 0.42 | 151.6421
DK_E_Offshore10 | . | S43 | . | T019 | 0.3 | 108.3158
DK_E_Offshore10 | . | S43 | . | T020 | 0.3 | 108.3158
DK_E_Offshore10 | . | S43 | . | T021 | 0.19 | 68.6
DK_E_Offshore10 | . | S43 | . | T022 | 0.19 | 68.6
DK_E_Offshore10 | . | S43 | . | T023 | 0.12 | 43.3263
DK_E_Offshore10 | . | S43 | . | T024 | 0.12 | 43.3263
DK_E_Offshore10 | . | S43 | . | T025 | 0.06 | 21.6632
DK_E_Offshore10 | . | S43 | . | T026 | 0.06 | 21.6632
DK_E_Offshore10 | . | S43 | . | T027 | 0.06 | 21.6632
DK_E_Offshore10 | . | S43 | . | T028 | 0.03 | 10.8316
DK_E_Offshore10 | . | S43 | . | T029 | 0.03 | 10.8316
DK_E_Offshore10 | . | S43 | . | T030 | 0.06 | 21.6632
DK_E_Offshore10 | . | S43 | . | T031 | 0.06 | 21.6632
DK_E_Offshore10 | . | S43 | . | T032 | 0.12 | 43.3263
DK_E_Offshore10 | . | S43 | . | T033 | 0.06 | 21.6632
DK_E_Offshore10 | . | S43 | . | T034 | 0.06 | 21.6632
DK_E_Offshore10 | . | S43 | . | T035 | 0.06 | 21.6632
DK_E_Offshore10 | . | S43 | . | T036 | 0.12 | 43.3263
DK_E_Offshore10 | . | S43 | . | T037 | 0.12 | 43.3263
DK_E_Offshore10 | . | S43 | . | T038 | 0.19 | 68.6
DK_E_Offshore10 | . | S43 | . | T039 | 0.3 | 108.3158
DK_E_Offshore10 | . | S43 | . | T040 | 0.3 | 108.3158
DK_E_Offshore10 | . | S43 | . | T041 | 0.3 | 108.3158
DK_E_Offshore10 | . | S43 | . | T042 | 0.3 | 108.3158
DK_E_Offshore10 | . | S43 | . | T043 | 0.3 | 108.3158
DK_E_Offshore10 | . | S43 | . | T044 | 0.19 | 68.6
DK_E_Offshore10 | . | S43 | . | T045 | 0.19 | 68.6
DK_E_Offshore10 | . | S43 | . | T046 | 0.19 | 68.6
DK_E_Offshore10 | . | S43 | . | T047 | 0.19 | 68.6
DK_E_Offshore10 | . | S43 | . | T048 | 0.19 | 68.6
DK_E_Offshore10 | . | S43 | . | T049 | 0.19 | 68.6
DK_E_Offshore10 | . | S43 | . | T050 | 0.19 | 68.6
DK_E_Offshore10 | . | S43 | . | T051 | 0.12 | 43.3263
DK_E_Offshore10 | . | S43 | . | T052 | 0.12 | 43.3263
DK_E_Offshore10 | . | S43 | . | T053 | 0.06 | 21.6632
DK_E_Offshore10 | . | S43 | . | T054 | 0.06 | 21.6632
DK_E_Offshore10 | . | S43 | . | T055 | 0.06 | 21.6632
DK_E_Offshore10 | . | S43 | . | T056 | 0.12 | 43.3263
DK_E_Offshore10 | . | S43 | . | T057 | 0.19 | 68.6
DK_E_Offshore10 | . | S43 | . | T058 | 0.3 | 108.3158
DK_E_Offshore10 | . | S43 | . | T059 | 0.3 | 108.3158
DK_E_Offshore10 | . | S43 | . | T060 | 0.3 | 108.3158
DK_E_Offshore10 | . | S43 | . | T061 | 0.42 | 151.6421
DK_E_Offshore10 | . | S43 | . | T062 | 0.42 | 151.6421
DK_E_Offshore10 | . | S43 | . | T063 | 0.42 | 151.6421
DK_E_Offshore10 | . | S43 | . | T064 | 0.42 | 151.6421
DK_E_Offshore10 | . | S43 | . | T065 | 0.42 | 151.6421
DK_E_Offshore10 | . | S43 | . | T066 | 0.57 | 205.8
DK_E_Offshore10 | . | S43 | . | T067 | 0.57 | 205.8
DK_E_Offshore10 | . | S43 | . | T068 | 0.72 | 259.958
DK_E_Offshore10 | . | S43 | . | T069 | 0.72 | 259.958
DK_E_Offshore10 | . | S43 | . | T070 | 0.72 | 259.958
DK_E_Offshore10 | . | S43 | . | T071 | 0.72 | 259.958
DK_E_Offshore10 | . | S43 | . | T072 | 0.72 | 259.958
DK_E_Offshore10 | . | S43 | . | T073 | 0.57 | 205.8
DK_E_Offshore10 | . | S43 | . | T074 | 0.57 | 205.8
DK_E_Offshore10 | . | S43 | . | T075 | 0.72 | 259.958
DK_E_Offshore10 | . | S43 | . | T076 | 0.72 | 259.958
DK_E_Offshore10 | . | S43 | . | T077 | 0.72 | 259.958
DK_E_Offshore10 | . | S43 | . | T078 | 0.72 | 259.958
DK_E_Offshore10 | . | S43 | . | T079 | 0.57 | 205.8
DK_E_Offshore10 | . | S43 | . | T080 | 0.72 | 259.958
DK_E_Offshore10 | . | S43 | . | T081 | 0.72 | 259.958
DK_E_Offshore10 | . | S43 | . | T082 | 0.57 | 205.8
DK_E_Offshore10 | . | S43 | . | T083 | 0.57 | 205.8
DK_E_Offshore10 | . | S43 | . | T084 | 0.57 | 205.8
DK_E_Offshore10 | . | S43 | . | T085 | 0.57 | 205.8
DK_E_Offshore10 | . | S43 | . | T086 | 0.57 | 205.8
DK_E_Offshore10 | . | S43 | . | T087 | 0.72 | 259.958
DK_E_Offshore10 | . | S43 | . | T088 | 0.72 | 259.958
DK_E_Offshore10 | . | S43 | . | T089 | 0.57 | 205.8
DK_E_Offshore10 | . | S43 | . | T090 | 0.57 | 205.8
DK_E_Offshore10 | . | S43 | . | T091 | 0.57 | 205.8
DK_E_Offshore10 | . | S43 | . | T092 | 0.57 | 205.8
DK_E_Offshore10 | . | S43 | . | T093 | 0.42 | 151.6421
DK_E_Offshore10 | . | S43 | . | T094 | 0.42 | 151.6421
DK_E_Offshore10 | . | S43 | . | T095 | 0.42 | 151.6421
DK_E_Offshore10 | . | S43 | . | T096 | 0.42 | 151.6421
DK_E_Offshore10 | . | S43 | . | T097 | 0.3 | 108.3158
DK_E_Offshore10 | . | S43 | . | T098 | 0.3 | 108.3158
DK_E_Offshore10 | . | S43 | . | T099 | 0.19 | 68.6
DK_E_Offshore10 | . | S43 | . | T100 | 0.19 | 68.6
DK_E_Offshore10 | . | S43 | . | T101 | 0.19 | 68.6
DK_E_Offshore10 | . | S43 | . | T102 | 0.19 | 68.6
DK_E_Offshore10 | . | S43 | . | T103 | 0.12 | 43.3263
DK_E_Offshore10 | . | S43 | . | T104 | 0.12 | 43.3263
DK_E_Offshore10 | . | S43 | . | T105 | 0.12 | 43.3263
DK_E_Offshore10 | . | S43 | . | T106 | 0.12 | 43.3263
DK_E_Offshore10 | . | S43 | . | T107 | 0.06 | 21.6632
DK_E_Offshore10 | . | S43 | . | T108 | 0.06 | 21.6632
DK_E_Offshore10 | . | S43 | . | T109 | 0.06 | 21.6632
DK_E_Offshore10 | . | S43 | . | T110 | 0.12 | 43.3263
DK_E_Offshore10 | . | S43 | . | T111 | 0.12 | 43.3263
DK_E_Offshore10 | . | S43 | . | T112 | 0.12 | 43.3263
DK_E_Offshore10 | . | S43 | . | T113 | 0.19 | 68.6
DK_E_Offshore10 | . | S43 | . | T114 | 0.19 | 68.6
DK_E_Offshore10 | . | S43 | . | T115 | 0.12 | 43.3263
DK_E_Offshore10 | . | S43 | . | T116 | 0.19 | 68.6
DK_E_Offshore10 | . | S43 | . | T117 | 0.19 | 68.6
DK_E_Offshore10 | . | S43 | . | T118 | 0.19 | 68.6
DK_E_Offshore10 | . | S43 | . | T119 | 0.19 | 68.6
DK_E_Offshore10 | . | S43 | . | T120 | 0.19 | 68.6
DK_E_Offshore10 | . | S43 | . | T121 | 0.19 | 68.6
DK_E_Offshore10 | . | S43 | . | T122 | 0.19 | 68.6
DK_E_Offshore10 | . | S43 | . | T123 | 0.19 | 68.6
DK_E_Offshore10 | . | S43 | . | T124 | 0.3 | 108.3158
DK_E_Offshore10 | . | S43 | . | T125 | 0.3 | 108.3158
DK_E_Offshore10 | . | S43 | . | T126 | 0.42 | 151.6421
DK_E_Offshore10 | . | S43 | . | T127 | 0.42 | 151.6421
DK_E_Offshore10 | . | S43 | . | T128 | 0.42 | 151.6421
DK_E_Offshore10 | . | S43 | . | T129 | 0.42 | 151.6421
DK_E_Offshore10 | . | S43 | . | T130 | 0.42 | 151.6421
DK_E_Offshore10 | . | S43 | . | T131 | 0.42 | 151.6421
DK_E_Offshore10 | . | S43 | . | T132 | 0.42 | 151.6421
DK_E_Offshore10 | . | S43 | . | T133 | 0.57 | 205.8
DK_E_Offshore10 | . | S43 | . | T134 | 0.57 | 205.8
DK_E_Offshore10 | . | S43 | . | T135 | 0.57 | 205.8
DK_E_Offshore10 | . | S43 | . | T136 | 0.57 | 205.8
DK_E_Offshore10 | . | S43 | . | T137 | 0.72 | 259.958
DK_E_Offshore10 | . | S43 | . | T138 | 0.72 | 259.958
DK_E_Offshore10 | . | S43 | . | T139 | 0.85 | 306.8948
DK_E_Offshore10 | . | S43 | . | T140 | 0.85 | 306.8948
DK_E_Offshore10 | . | S43 | . | T141 | 0.85 | 306.8948
DK_E_Offshore10 | . | S43 | . | T142 | 0.85 | 306.8948
DK_E_Offshore10 | . | S43 | . | T143 | 0.85 | 306.8948
DK_E_Offshore10 | . | S43 | . | T144 | 0.95 | 343.0001
DK_E_Offshore10 | . | S43 | . | T145 | 0.95 | 343.0001
DK_E_Offshore10 | . | S43 | . | T146 | 0.95 | 343.0001
DK_E_Offshore10 | . | S43 | . | T147 | 0.85 | 306.8948
DK_E_Offshore10 | . | S43 | . | T148 | 0.95 | 343.0001
DK_E_Offshore10 | . | S43 | . | T149 | 0.85 | 306.8948
DK_E_Offshore10 | . | S43 | . | T150 | 0.85 | 306.8948
DK_E_Offshore10 | . | S43 | . | T151 | 0.72 | 259.958
DK_E_Offshore10 | . | S43 | . | T152 | 0.72 | 259.958
DK_E_Offshore10 | . | S43 | . | T153 | 0.72 | 259.958
DK_E_Offshore10 | . | S43 | . | T154 | 0.72 | 259.958
DK_E_Offshore10 | . | S43 | . | T155 | 0.72 | 259.958
DK_E_Offshore10 | . | S43 | . | T156 | 0.72 | 259.958
DK_E_Offshore10 | . | S43 | . | T157 | 0.85 | 306.8948
DK_E_Offshore10 | . | S43 | . | T158 | 0.72 | 259.958
DK_E_Offshore10 | . | S43 | . | T159 | 0.57 | 205.8
DK_E_Offshore10 | . | S43 | . | T160 | 0.57 | 205.8
DK_E_Offshore10 | . | S43 | . | T161 | 0.72 | 259.958
DK_E_Offshore10 | . | S43 | . | T162 | 0.72 | 259.958
DK_E_Offshore10 | . | S43 | . | T163 | 0.72 | 259.958
DK_E_Offshore10 | . | S43 | . | T164 | 0.85 | 306.8948
DK_E_Offshore10 | . | S43 | . | T165 | 0.85 | 306.8948
DK_E_Offshore10 | . | S43 | . | T166 | 0.85 | 306.8948
DK_E_Offshore10 | . | S43 | . | T167 | 0.85 | 306.8948
DK_E_Offshore10 | . | S43 | . | T168 | 0.85 | 306.8948
DK_E_Offshore10 | . | S44 | . | T001 | 0.85 | 306.8948
DK_E_Offshore10 | . | S44 | . | T002 | 0.95 | 343.0001
DK_E_Offshore10 | . | S44 | . | T003 | 0.95 | 343.0001
DK_E_Offshore10 | . | S44 | . | T004 | 0.95 | 343.0001
DK_E_Offshore10 | . | S44 | . | T005 | 0.99 | 357.4422
DK_E_Offshore10 | . | S44 | . | T006 | 0.99 | 357.4422
DK_E_Offshore10 | . | S44 | . | T007 | 0.99 | 357.4422
DK_E_Offshore10 | . | S44 | . | T008 | 0.99 | 357.4422
DK_E_Offshore10 | . | S44 | . | T009 | 0.99 | 357.4422
DK_E_Offshore10 | . | S44 | . | T010 | 0.99 | 357.4422
DK_E_Offshore10 | . | S44 | . | T011 | 1 | 361.0527
DK_E_Offshore10 | . | S44 | . | T012 | 1 | 361.0527
DK_E_Offshore10 | . | S44 | . | T013 | 1 | 361.0527
DK_E_Offshore10 | . | S44 | . | T014 | 1 | 361.0527
DK_E_Offshore10 | . | S44 | . | T015 | 1 | 361.0527
DK_E_Offshore10 | . | S44 | . | T016 | 1 | 361.0527
DK_E_Offshore10 | . | S44 | . | T017 | 1 | 361.0527
DK_E_Offshore10 | . | S44 | . | T018 | 1 | 361.0527
DK_E_Offshore10 | . | S44 | . | T019 | 1 | 361.0527
DK_E_Offshore10 | . | S44 | . | T020 | 0.99 | 357.4422
DK_E_Offshore10 | . | S44 | . | T021 | 0.95 | 343.0001
DK_E_Offshore10 | . | S44 | . | T022 | 0.95 | 343.0001
DK_E_Offshore10 | . | S44 | . | T023 | 0.95 | 343.0001
DK_E_Offshore10 | . | S44 | . | T024 | 0.85 | 306.8948
DK_E_Offshore10 | . | S44 | . | T025 | 0.95 | 343.0001
DK_E_Offshore10 | . | S44 | . | T026 | 0.85 | 306.8948
DK_E_Offshore10 | . | S44 | . | T027 | 0.85 | 306.8948
DK_E_Offshore10 | . | S44 | . | T028 | 0.72 | 259.958
DK_E_Offshore10 | . | S44 | . | T029 | 0.72 | 259.958
DK_E_Offshore10 | . | S44 | . | T030 | 0.85 | 306.8948
DK_E_Offshore10 | . | S44 | . | T031 | 0.85 | 306.8948
DK_E_Offshore10 | . | S44 | . | T032 | 0.85 | 306.8948
DK_E_Offshore10 | . | S44 | . | T033 | 0.99 | 357.4422
DK_E_Offshore10 | . | S44 | . | T034 | 0.99 | 357.4422
DK_E_Offshore10 | . | S44 | . | T035 | 0.99 | 357.4422
DK_E_Offshore10 | . | S44 | . | T036 | 0.99 | 357.4422
DK_E_Offshore10 | . | S44 | . | T037 | 0.95 | 343.0001
DK_E_Offshore10 | . | S44 | . | T038 | 0.95 | 343.0001
DK_E_Offshore10 | . | S44 | . | T039 | 0.95 | 343.0001
DK_E_Offshore10 | . | S44 | . | T040 | 0.99 | 357.4422
DK_E_Offshore10 | . | S44 | . | T041 | 0.99 | 357.4422
DK_E_Offshore10 | . | S44 | . | T042 | 1 | 361.0527
DK_E_Offshore10 | . | S44 | . | T043 | 1 | 361.0527
DK_E_Offshore10 | . | S44 | . | T044 | 1 | 361.0527
DK_E_Offshore10 | . | S44 | . | T045 | 1 | 361.0527
DK_E_Offshore10 | . | S44 | . | T046 | 1 | 361.0527
DK_E_Offshore10 | . | S44 | . | T047 | 1 | 361.0527
DK_E_Offshore10 | . | S44 | . | T048 | 1 | 361.0527
DK_E_Offshore10 | . | S44 | . | T049 | 1 | 361.0527
DK_E_Offshore10 | . | S44 | . | T050 | 1 | 361.0527
DK_E_Offshore10 | . | S44 | . | T051 | 1 | 361.0527
DK_E_Offshore10 | . | S44 | . | T052 | 1 | 361.0527
DK_E_Offshore10 | . | S44 | . | T053 | 1 | 361.0527
DK_E_Offshore10 | . | S44 | . | T054 | 1 | 361.0527
DK_E_Offshore10 | . | S44 | . | T055 | 1 | 361.0527
DK_E_Offshore10 | . | S44 | . | T056 | 1 | 361.0527
DK_E_Offshore10 | . | S44 | . | T057 | 1 | 361.0527
DK_E_Offshore10 | . | S44 | . | T058 | 1 | 361.0527
DK_E_Offshore10 | . | S44 | . | T059 | 1 | 361.0527
DK_E_Offshore10 | . | S44 | . | T060 | 1 | 361.0527
DK_E_Offshore10 | . | S44 | . | T061 | 1 | 361.0527
DK_E_Offshore10 | . | S44 | . | T062 | 1 | 361.0527
DK_E_Offshore10 | . | S44 | . | T063 | 1 | 361.0527
DK_E_Offshore10 | . | S44 | . | T064 | 1 | 361.0527
DK_E_Offshore10 | . | S44 | . | T065 | 1 | 361.0527
DK_E_Offshore10 | . | S44 | . | T066 | 1 | 361.0527
DK_E_Offshore10 | . | S44 | . | T067 | 1 | 361.0527
DK_E_Offshore10 | . | S44 | . | T068 | 1 | 361.0527
DK_E_Offshore10 | . | S44 | . | T069 | 1 | 361.0527
DK_E_Offshore10 | . | S44 | . | T070 | 1 | 361.0527
DK_E_Offshore10 | . | S44 | . | T071 | 1 | 361.0527
DK_E_Offshore10 | . | S44 | . | T072 | 1 | 361.0527
DK_E_Offshore10 | . | S44 | . | T073 | 1 | 361.0527
DK_E_Offshore10 | . | S44 | . | T074 | 1 | 361.0527
DK_E_Offshore10 | . | S44 | . | T075 | 1 | 361.0527
DK_E_Offshore10 | . | S44 | . | T076 | 1 | 361.0527
DK_E_Offshore10 | . | S44 | . | T077 | 1 | 361.0527
DK_E_Offshore10 | . | S44 | . | T078 | 1 | 361.0527
DK_E_Offshore10 | . | S44 | . | T079 | 1 | 361.0527
DK_E_Offshore10 | . | S44 | . | T080 | 1 | 361.0527
DK_E_Offshore10 | . | S44 | . | T081 | 1 | 361.0527
DK_E_Offshore10 | . | S44 | . | T082 | 1 | 361.0527
DK_E_Offshore10 | . | S44 | . | T083 | 1 | 361.0527
DK_E_Offshore10 | . | S44 | . | T084 | 1 | 361.0527
DK_E_Offshore10 | . | S44 | . | T085 | 1 | 361.0527
DK_E_Offshore10 | . | S44 | . | T086 | 1 | 361.0527
DK_E_Offshore10 | . | S44 | . | T087 | 1 | 361.0527
DK_E_Offshore10 | . | S44 | . | T088 | 1 | 361.0527
DK_E_Offshore10 | . | S44 | . | T089 | 1 | 361.0527
DK_E_Offshore10 | . | S44 | . | T090 | 1 | 361.0527
DK_E_Offshore10 | . | S44 | . | T091 | 1 | 361.0527
DK_E_Offshore10 | . | S44 | . | T092 | 1 | 361.0527
DK_E_Offshore10 | . | S44 | . | T093 | 1 | 361.0527
DK_E_Offshore10 | . | S44 | . | T094 | 1 | 361.0527
DK_E_Offshore10 | . | S44 | . | T095 | 1 | 361.0527
DK_E_Offshore10 | . | S44 | . | T096 | 1 | 361.0527
DK_E_Offshore10 | . | S44 | . | T097 | 1 | 361.0527
DK_E_Offshore10 | . | S44 | . | T098 | 1 | 361.0527
DK_E_Offshore10 | . | S44 | . | T099 | 1 | 361.0527
DK_E_Offshore10 | . | S44 | . | T100 | 1 | 361.0527
DK_E_Offshore10 | . | S44 | . | T101 | 1 | 361.0527
DK_E_Offshore10 | . | S44 | . | T102 | 1 | 361.0527
DK_E_Offshore10 | . | S44 | . | T103 | 1 | 361.0527
DK_E_Offshore10 | . | S44 | . | T104 | 1 | 361.0527
DK_E_Offshore10 | . | S44 | . | T105 | 1 | 361.0527
DK_E_Offshore10 | . | S44 | . | T106 | 1 | 361.0527
DK_E_Offshore10 | . | S44 | . | T107 | 1 | 361.0527
DK_E_Offshore10 | . | S44 | . | T108 | 1 | 361.0527
DK_E_Offshore10 | . | S44 | . | T109 | 1 | 361.0527
DK_E_Offshore10 | . | S44 | . | T110 | 1 | 361.0527
DK_E_Offshore10 | . | S44 | . | T111 | 1 | 361.0527
DK_E_Offshore10 | . | S44 | . | T112 | 1 | 361.0527
DK_E_Offshore10 | . | S44 | . | T113 | 1 | 361.0527
DK_E_Offshore10 | . | S44 | . | T114 | 1 | 361.0527
DK_E_Offshore10 | . | S44 | . | T115 | 1 | 361.0527
DK_E_Offshore10 | . | S44 | . | T116 | 0.99 | 357.4422
DK_E_Offshore10 | . | S44 | . | T117 | 0.95 | 343.0001
DK_E_Offshore10 | . | S44 | . | T118 | 0.95 | 343.0001
DK_E_Offshore10 | . | S44 | . | T119 | 0.85 | 306.8948
DK_E_Offshore10 | . | S44 | . | T120 | 0.72 | 259.958
DK_E_Offshore10 | . | S44 | . | T121 | 0.57 | 205.8
DK_E_Offshore10 | . | S44 | . | T122 | 0.42 | 151.6421
DK_E_Offshore10 | . | S44 | . | T123 | 0.3 | 108.3158
DK_E_Offshore10 | . | S44 | . | T124 | 0.19 | 68.6
DK_E_Offshore10 | . | S44 | . | T125 | 0.19 | 68.6
DK_E_Offshore10 | . | S44 | . | T126 | 0.19 | 68.6
DK_E_Offshore10 | . | S44 | . | T127 | 0.3 | 108.3158
DK_E_Offshore10 | . | S44 | . | T128 | 0.3 | 108.3158
DK_E_Offshore10 | . | S44 | . | T129 | 0.42 | 151.6421
DK_E_Offshore10 | . | S44 | . | T130 | 0.42 | 151.6421
DK_E_Offshore10 | . | S44 | . | T131 | 0.42 | 151.6421
DK_E_Offshore10 | . | S44 | . | T132 | 0.42 | 151.6421
DK_E_Offshore10 | . | S44 | . | T133 | 0.42 | 151.6421
DK_E_Offshore10 | . | S44 | . | T134 | 0.3 | 108.3158
DK_E_Offshore10 | . | S44 | . | T135 | 0.42 | 151.6421
DK_E_Offshore10 | . | S44 | . | T136 | 0.57 | 205.8
DK_E_Offshore10 | . | S44 | . | T137 | 0.57 | 205.8
DK_E_Offshore10 | . | S44 | . | T138 | 0.72 | 259.958
DK_E_Offshore10 | . | S44 | . | T139 | 0.72 | 259.958
DK_E_Offshore10 | . | S44 | . | T140 | 0.72 | 259.958
DK_E_Offshore10 | . | S44 | . | T141 | 0.72 | 259.958
DK_E_Offshore10 | . | S44 | . | T142 | 0.72 | 259.958
DK_E_Offshore10 | . | S44 | . | T143 | 0.72 | 259.958
DK_E_Offshore10 | . | S44 | . | T144 | 0.72 | 259.958
DK_E_Offshore10 | . | S44 | . | T145 | 0.72 | 259.958
DK_E_Offshore10 | . | S44 | . | T146 | 0.85 | 306.8948
DK_E_Offshore10 | . | S44 | . | T147 | 0.85 | 306.8948
DK_E_Offshore10 | . | S44 | . | T148 | 0.85 | 306.8948
DK_E_Offshore10 | . | S44 | . | T149 | 0.72 | 259.958
DK_E_Offshore10 | . | S44 | . | T150 | 0.72 | 259.958
DK_E_Offshore10 | . | S44 | . | T151 | 0.72 | 259.958
DK_E_Offshore10 | . | S44 | . | T152 | 0.72 | 259.958
DK_E_Offshore10 | . | S44 | . | T153 | 0.72 | 259.958
DK_E_Offshore10 | . | S44 | . | T154 | 0.85 | 306.8948
DK_E_Offshore10 | . | S44 | . | T155 | 0.85 | 306.8948
DK_E_Offshore10 | . | S44 | . | T156 | 0.72 | 259.958
DK_E_Offshore10 | . | S44 | . | T157 | 0.72 | 259.958
DK_E_Offshore10 | . | S44 | . | T158 | 0.72 | 259.958
DK_E_Offshore10 | . | S44 | . | T159 | 0.72 | 259.958
DK_E_Offshore10 | . | S44 | . | T160 | 0.72 | 259.958
DK_E_Offshore10 | . | S44 | . | T161 | 0.72 | 259.958
DK_E_Offshore10 | . | S44 | . | T162 | 0.85 | 306.8948
DK_E_Offshore10 | . | S44 | . | T163 | 0.85 | 306.8948
DK_E_Offshore10 | . | S44 | . | T164 | 0.85 | 306.8948
DK_E_Offshore10 | . | S44 | . | T165 | 0.85 | 306.8948
DK_E_Offshore10 | . | S44 | . | T166 | 0.85 | 306.8948
DK_E_Offshore10 | . | S44 | . | T167 | 0.72 | 259.958
DK_E_Offshore10 | . | S44 | . | T168 | 0.72 | 259.958
DK_E_Offshore10 | . | S45 | . | T001 | 0.72 | 259.958
DK_E_Offshore10 | . | S45 | . | T002 | 0.72 | 259.958
DK_E_Offshore10 | . | S45 | . | T003 | 0.57 | 205.8
DK_E_Offshore10 | . | S45 | . | T004 | 0.72 | 259.958
DK_E_Offshore10 | . | S45 | . | T005 | 0.72 | 259.958
DK_E_Offshore10 | . | S45 | . | T006 | 0.72 | 259.958
DK_E_Offshore10 | . | S45 | . | T007 | 0.72 | 259.958
DK_E_Offshore10 | . | S45 | . | T008 | 0.72 | 259.958
DK_E_Offshore10 | . | S45 | . | T009 | 0.85 | 306.8948
DK_E_Offshore10 | . | S45 | . | T010 | 0.85 | 306.8948
DK_E_Offshore10 | . | S45 | . | T011 | 0.85 | 306.8948
DK_E_Offshore10 | . | S45 | . | T012 | 0.85 | 306.8948
DK_E_Offshore10 | . | S45 | . | T013 | 0.85 | 306.8948
DK_E_Offshore10 | . | S45 | . | T014 | 0.72 | 259.958
DK_E_Offshore10 | . | S45 | . | T015 | 0.85 | 306.8948
DK_E_Offshore10 | . | S45 | . | T016 | 0.95 | 343.0001
DK_E_Offshore10 | . | S45 | . | T017 | 0.99 | 357.4422
DK_E_Offshore10 | . | S45 | . | T018 | 1 | 361.0527
DK_E_Offshore10 | . | S45 | . | T019 | 1 | 361.0527
DK_E_Offshore10 | . | S45 | . | T020 | 1 | 361.0527
DK_E_Offshore10 | . | S45 | . | T021 | 1 | 361.0527
DK_E_Offshore10 | . | S45 | . | T022 | 1 | 361.0527
DK_E_Offshore10 | . | S45 | . | T023 | 1 | 361.0527
DK_E_Offshore10 | . | S45 | . | T024 | 1 | 361.0527
DK_E_Offshore10 | . | S45 | . | T025 | 1 | 361.0527
DK_E_Offshore10 | . | S45 | . | T026 | 1 | 361.0527
DK_E_Offshore10 | . | S45 | . | T027 | 1 | 361.0527
DK_E_Offshore10 | . | S45 | . | T028 | 1 | 361.0527
DK_E_Offshore10 | . | S45 | . | T029 | 1 | 361.0527
DK_E_Offshore10 | . | S45 | . | T030 | 1 | 361.0527
DK_E_Offshore10 | . | S45 | . | T031 | 1 | 361.0527
DK_E_Offshore10 | . | S45 | . | T032 | 1 | 361.0527
DK_E_Offshore10 | . | S45 | . | T033 | 1 | 361.0527
DK_E_Offshore10 | . | S45 | . | T034 | 1 | 361.0527
DK_E_Offshore10 | . | S45 | . | T035 | 0.95 | 343.0001
DK_E_Offshore10 | . | S45 | . | T036 | 0.95 | 343.0001
DK_E_Offshore10 | . | S45 | . | T037 | 0.85 | 306.8948
DK_E_Offshore10 | . | S45 | . | T038 | 0.95 | 343.0001
DK_E_Offshore10 | . | S45 | . | T039 | 0.95 | 343.0001
DK_E_Offshore10 | . | S45 | . | T040 | 0.95 | 343.0001
DK_E_Offshore10 | . | S45 | . | T041 | 0.95 | 343.0001
DK_E_Offshore10 | . | S45 | . | T042 | 0.85 | 306.8948
DK_E_Offshore10 | . | S45 | . | T043 | 0.72 | 259.958
DK_E_Offshore10 | . | S45 | . | T044 | 0.57 | 205.8
DK_E_Offshore10 | . | S45 | . | T045 | 0.57 | 205.8
DK_E_Offshore10 | . | S45 | . | T046 | 0.85 | 306.8948
DK_E_Offshore10 | . | S45 | . | T047 | 0.72 | 259.958
DK_E_Offshore10 | . | S45 | . | T048 | 0.85 | 306.8948
DK_E_Offshore10 | . | S45 | . | T049 | 0.85 | 306.8948
DK_E_Offshore10 | . | S45 | . | T050 | 0.95 | 343.0001
DK_E_Offshore10 | . | S45 | . | T051 | 0.99 | 357.4422
DK_E_Offshore10 | . | S45 | . | T052 | 1 | 361.0527
DK_E_Offshore10 | . | S45 | . | T053 | 1 | 361.0527
DK_E_Offshore10 | . | S45 | . | T054 | 1 | 361.0527
DK_E_Offshore10 | . | S45 | . | T055 | 1 | 361.0527
DK_E_Offshore10 | . | S45 | . | T056 | 1 | 361.0527
DK_E_Offshore10 | . | S45 | . | T057 | 1 | 361.0527
DK_E_Offshore10 | . | S45 | . | T058 | 1 | 361.0527
DK_E_Offshore10 | . | S45 | . | T059 | 1 | 361.0527
DK_E_Offshore10 | . | S45 | . | T060 | 1 | 361.0527
DK_E_Offshore10 | . | S45 | . | T061 | 1 | 361.0527
DK_E_Offshore10 | . | S45 | . | T062 | 1 | 361.0527
DK_E_Offshore10 | . | S45 | . | T063 | 1 | 361.0527
DK_E_Offshore10 | . | S45 | . | T064 | 1 | 361.0527
DK_E_Offshore10 | . | S45 | . | T065 | 1 | 361.0527
DK_E_Offshore10 | . | S45 | . | T066 | 1 | 361.0527
DK_E_Offshore10 | . | S45 | . | T067 | 1 | 361.0527
DK_E_Offshore10 | . | S45 | . | T068 | 1 | 361.0527
DK_E_Offshore10 | . | S45 | . | T069 | 1 | 361.0527
DK_E_Offshore10 | . | S45 | . | T070 | 1 | 361.0527
DK_E_Offshore10 | . | S45 | . | T071 | 1 | 361.0527
DK_E_Offshore10 | . | S45 | . | T072 | 1 | 361.0527
DK_E_Offshore10 | . | S45 | . | T073 | 1 | 361.0527
DK_E_Offshore10 | . | S45 | . | T074 | 1 | 361.0527
DK_E_Offshore10 | . | S45 | . | T075 | 0.99 | 357.4422
DK_E_Offshore10 | . | S45 | . | T076 | 0.85 | 306.8948
DK_E_Offshore10 | . | S45 | . | T077 | 0.72 | 259.958
DK_E_Offshore10 | . | S45 | . | T078 | 0.57 | 205.8
DK_E_Offshore10 | . | S45 | . | T079 | 0.57 | 205.8
DK_E_Offshore10 | . | S45 | . | T080 | 0.57 | 205.8
DK_E_Offshore10 | . | S45 | . | T081 | 0.57 | 205.8
DK_E_Offshore10 | . | S45 | . | T082 | 0.72 | 259.958
DK_E_Offshore10 | . | S45 | . | T083 | 0.85 | 306.8948
DK_E_Offshore10 | . | S45 | . | T084 | 0.95 | 343.0001
DK_E_Offshore10 | . | S45 | . | T085 | 0.99 | 357.4422
DK_E_Offshore10 | . | S45 | . | T086 | 1 | 361.0527
DK_E_Offshore10 | . | S45 | . | T087 | 1 | 361.0527
DK_E_Offshore10 | . | S45 | . | T088 | 1 | 361.0527
DK_E_Offshore10 | . | S45 | . | T089 | 0.99 | 357.4422
DK_E_Offshore10 | . | S45 | . | T090 | 0.95 | 343.0001
DK_E_Offshore10 | . | S45 | . | T091 | 0.72 | 259.958
DK_E_Offshore10 | . | S45 | . | T092 | 0.57 | 205.8
DK_E_Offshore10 | . | S45 | . | T093 | 0.57 | 205.8
DK_E_Offshore10 | . | S45 | . | T094 | 0.72 | 259.958
DK_E_Offshore10 | . | S45 | . | T095 | 0.72 | 259.958
DK_E_Offshore10 | . | S45 | . | T096 | 0.72 | 259.958
DK_E_Offshore10 | . | S45 | . | T097 | 0.72 | 259.958
DK_E_Offshore10 | . | S45 | . | T098 | 0.85 | 306.8948
DK_E_Offshore10 | . | S45 | . | T099 | 0.85 | 306.8948
DK_E_Offshore10 | . | S45 | . | T100 | 0.85 | 306.8948
DK_E_Offshore10 | . | S45 | . | T101 | 0.95 | 343.0001
DK_E_Offshore10 | . | S45 | . | T102 | 0.95 | 343.0001
DK_E_Offshore10 | . | S45 | . | T103 | 0.95 | 343.0001
DK_E_Offshore10 | . | S45 | . | T104 | 0.85 | 306.8948
DK_E_Offshore10 | . | S45 | . | T105 | 0.57 | 205.8
DK_E_Offshore10 | . | S45 | . | T106 | 0.42 | 151.6421
DK_E_Offshore10 | . | S45 | . | T107 | 0.19 | 68.6
DK_E_Offshore10 | . | S45 | . | T108 | 0.06 | 21.6632
DK_E_Offshore10 | . | S45 | . | T109 | 0.57 | 205.8
DK_E_Offshore10 | . | S45 | . | T110 | 0.72 | 259.958
DK_E_Offshore10 | . | S45 | . | T111 | 0.85 | 306.8948
DK_E_Offshore10 | . | S45 | . | T112 | 0.85 | 306.8948
DK_E_Offshore10 | . | S45 | . | T113 | 0.72 | 259.958
DK_E_Offshore10 | . | S45 | . | T114 | 0.85 | 306.8948
DK_E_Offshore10 | . | S45 | . | T115 | 0.95 | 343.0001
DK_E_Offshore10 | . | S45 | . | T116 | 0.95 | 343.0001
DK_E_Offshore10 | . | S45 | . | T117 | 0.95 | 343.0001
DK_E_Offshore10 | . | S45 | . | T118 | 0.95 | 343.0001
DK_E_Offshore10 | . | S45 | . | T119 | 0.95 | 343.0001
DK_E_Offshore10 | . | S45 | . | T120 | 0.85 | 306.8948
DK_E_Offshore10 | . | S45 | . | T121 | 0.85 | 306.8948
DK_E_Offshore10 | . | S45 | . | T122 | 0.99 | 357.4422
DK_E_Offshore10 | . | S45 | . | T123 | 0.99 | 357.4422
DK_E_Offshore10 | . | S45 | . | T124 | 0.99 | 357.4422
DK_E_Offshore10 | . | S45 | . | T125 | 0.99 | 357.4422
DK_E_Offshore10 | . | S45 | . | T126 | 0.99 | 357.4422
DK_E_Offshore10 | . | S45 | . | T127 | 1 | 361.0527
DK_E_Offshore10 | . | S45 | . | T128 | 1 | 361.0527
DK_E_Offshore10 | . | S45 | . | T129 | 1 | 361.0527
DK_E_Offshore10 | . | S45 | . | T130 | 1 | 361.0527
DK_E_Offshore10 | . | S45 | . | T131 | 1 | 361.0527
DK_E_Offshore10 | . | S45 | . | T132 | 1 | 361.0527
DK_E_Offshore10 | . | S45 | . | T133 | 1 | 361.0527
DK_E_Offshore10 | . | S45 | . | T134 | 0.99 | 357.4422
DK_E_Offshore10 | . | S45 | . | T135 | 0.99 | 357.4422
DK_E_Offshore10 | . | S45 | . | T136 | 0.99 | 357.4422
DK_E_Offshore10 | . | S45 | . | T137 | 0.95 | 343.0001
DK_E_Offshore10 | . | S45 | . | T138 | 0.95 | 343.0001
DK_E_Offshore10 | . | S45 | . | T139 | 0.85 | 306.8948
DK_E_Offshore10 | . | S45 | . | T140 | 0.85 | 306.8948
DK_E_Offshore10 | . | S45 | . | T141 | 0.85 | 306.8948
DK_E_Offshore10 | . | S45 | . | T142 | 0.57 | 205.8
DK_E_Offshore10 | . | S45 | . | T143 | 0.3 | 108.3158
DK_E_Offshore10 | . | S45 | . | T144 | 0.3 | 108.3158
DK_E_Offshore10 | . | S45 | . | T145 | 0.3 | 108.3158
DK_E_Offshore10 | . | S45 | . | T146 | 0.3 | 108.3158
DK_E_Offshore10 | . | S45 | . | T147 | 0.3 | 108.3158
DK_E_Offshore10 | . | S45 | . | T148 | 0.42 | 151.6421
DK_E_Offshore10 | . | S45 | . | T149 | 0.57 | 205.8
DK_E_Offshore10 | . | S45 | . | T150 | 0.85 | 306.8948
DK_E_Offshore10 | . | S45 | . | T151 | 0.72 | 259.958
DK_E_Offshore10 | . | S45 | . | T152 | 0.72 | 259.958
DK_E_Offshore10 | . | S45 | . | T153 | 0.72 | 259.958
DK_E_Offshore10 | . | S45 | . | T154 | 0.95 | 343.0001
DK_E_Offshore10 | . | S45 | . | T155 | 0.95 | 343.0001
DK_E_Offshore10 | . | S45 | . | T156 | 0.99 | 357.4422
DK_E_Offshore10 | . | S45 | . | T157 | 0.99 | 357.4422
DK_E_Offshore10 | . | S45 | . | T158 | 0.99 | 357.4422
DK_E_Offshore10 | . | S45 | . | T159 | 1 | 361.0527
DK_E_Offshore10 | . | S45 | . | T160 | 1 | 361.0527
DK_E_Offshore10 | . | S45 | . | T161 | 1 | 361.0527
DK_E_Offshore10 | . | S45 | . | T162 | 1 | 361.0527
DK_E_Offshore10 | . | S45 | . | T163 | 1 | 361.0527
DK_E_Offshore10 | . | S45 | . | T164 | 1 | 361.0527
DK_E_Offshore10 | . | S45 | . | T165 | 1 | 361.0527
DK_E_Offshore10 | . | S45 | . | T166 | 1 | 361.0527
DK_E_Offshore10 | . | S45 | . | T167 | 1 | 361.0527
DK_E_Offshore10 | . | S45 | . | T168 | 1 | 361.0527
DK_E_Offshore10 | . | S46 | . | T001 | 1 | 361.0527
DK_E_Offshore10 | . | S46 | . | T002 | 1 | 361.0527
DK_E_Offshore10 | . | S46 | . | T003 | 1 | 361.0527
DK_E_Offshore10 | . | S46 | . | T004 | 1 | 361.0527
DK_E_Offshore10 | . | S46 | . | T005 | 1 | 361.0527
DK_E_Offshore10 | . | S46 | . | T006 | 1 | 361.0527
DK_E_Offshore10 | . | S46 | . | T007 | 1 | 361.0527
DK_E_Offshore10 | . | S46 | . | T008 | 1 | 361.0527
DK_E_Offshore10 | . | S46 | . | T009 | 1 | 361.0527
DK_E_Offshore10 | . | S46 | . | T010 | 1 | 361.0527
DK_E_Offshore10 | . | S46 | . | T011 | 1 | 361.0527
DK_E_Offshore10 | . | S46 | . | T012 | 1 | 361.0527
DK_E_Offshore10 | . | S46 | . | T013 | 1 | 361.0527
DK_E_Offshore10 | . | S46 | . | T014 | 1 | 361.0527
DK_E_Offshore10 | . | S46 | . | T015 | 0.99 | 357.4422
DK_E_Offshore10 | . | S46 | . | T016 | 0.99 | 357.4422
DK_E_Offshore10 | . | S46 | . | T017 | 0.95 | 343.0001
DK_E_Offshore10 | . | S46 | . | T018 | 0.85 | 306.8948
DK_E_Offshore10 | . | S46 | . | T019 | 0.72 | 259.958
DK_E_Offshore10 | . | S46 | . | T020 | 0.72 | 259.958
DK_E_Offshore10 | . | S46 | . | T021 | 0.72 | 259.958
DK_E_Offshore10 | . | S46 | . | T022 | 0.72 | 259.958
DK_E_Offshore10 | . | S46 | . | T023 | 0.72 | 259.958
DK_E_Offshore10 | . | S46 | . | T024 | 0.72 | 259.958
DK_E_Offshore10 | . | S46 | . | T025 | 0.72 | 259.958
DK_E_Offshore10 | . | S46 | . | T026 | 0.72 | 259.958
DK_E_Offshore10 | . | S46 | . | T027 | 0.57 | 205.8
DK_E_Offshore10 | . | S46 | . | T028 | 0.57 | 205.8
DK_E_Offshore10 | . | S46 | . | T029 | 0.57 | 205.8
DK_E_Offshore10 | . | S46 | . | T030 | 0.57 | 205.8
DK_E_Offshore10 | . | S46 | . | T031 | 0.72 | 259.958
DK_E_Offshore10 | . | S46 | . | T032 | 0.72 | 259.958
DK_E_Offshore10 | . | S46 | . | T033 | 0.85 | 306.8948
DK_E_Offshore10 | . | S46 | . | T034 | 0.95 | 343.0001
DK_E_Offshore10 | . | S46 | . | T035 | 0.95 | 343.0001
DK_E_Offshore10 | . | S46 | . | T036 | 0.99 | 357.4422
DK_E_Offshore10 | . | S46 | . | T037 | 1 | 361.0527
DK_E_Offshore10 | . | S46 | . | T038 | 1 | 361.0527
DK_E_Offshore10 | . | S46 | . | T039 | 0.95 | 343.0001
DK_E_Offshore10 | . | S46 | . | T040 | 0.42 | 151.6421
DK_E_Offshore10 | . | S46 | . | T041 | 0.42 | 151.6421
DK_E_Offshore10 | . | S46 | . | T042 | 0.72 | 259.958
DK_E_Offshore10 | . | S46 | . | T043 | 0.72 | 259.958
DK_E_Offshore10 | . | S46 | . | T044 | 0.85 | 306.8948
DK_E_Offshore10 | . | S46 | . | T045 | 0.85 | 306.8948
DK_E_Offshore10 | . | S46 | . | T046 | 0.85 | 306.8948
DK_E_Offshore10 | . | S46 | . | T047 | 0.72 | 259.958
DK_E_Offshore10 | . | S46 | . | T048 | 0.72 | 259.958
DK_E_Offshore10 | . | S46 | . | T049 | 0.72 | 259.958
DK_E_Offshore10 | . | S46 | . | T050 | 0.72 | 259.958
DK_E_Offshore10 | . | S46 | . | T051 | 0.72 | 259.958
DK_E_Offshore10 | . | S46 | . | T052 | 0.72 | 259.958
DK_E_Offshore10 | . | S46 | . | T053 | 0.57 | 205.8
DK_E_Offshore10 | . | S46 | . | T054 | 0.57 | 205.8
DK_E_Offshore10 | . | S46 | . | T055 | 0.42 | 151.6421
DK_E_Offshore10 | . | S46 | . | T056 | 0.19 | 68.6
DK_E_Offshore10 | . | S46 | . | T057 | 0.12 | 43.3263
DK_E_Offshore10 | . | S46 | . | T058 | 0.12 | 43.3263
DK_E_Offshore10 | . | S46 | . | T059 | 0.12 | 43.3263
DK_E_Offshore10 | . | S46 | . | T060 | 0.12 | 43.3263
DK_E_Offshore10 | . | S46 | . | T061 | 0.06 | 21.6632
DK_E_Offshore10 | . | S46 | . | T062 | 0.06 | 21.6632
DK_E_Offshore10 | . | S46 | . | T063 | 0.06 | 21.6632
DK_E_Offshore10 | . | S46 | . | T064 | 0.06 | 21.6632
DK_E_Offshore10 | . | S46 | . | T065 | 0.06 | 21.6632
DK_E_Offshore10 | . | S46 | . | T066 | 0.06 | 21.6632
DK_E_Offshore10 | . | S46 | . | T067 | 0.06 | 21.6632
DK_E_Offshore10 | . | S46 | . | T068 | 0.03 | 10.8316
DK_E_Offshore10 | . | S46 | . | T069 | 0.03 | 10.8316
DK_E_Offshore10 | . | S46 | . | T070 | 0 | 0
DK_E_Offshore10 | . | S46 | . | T071 | 0 | 0
DK_E_Offshore10 | . | S46 | . | T072 | 0 | 0
DK_E_Offshore10 | . | S46 | . | T073 | 0 | 0
DK_E_Offshore10 | . | S46 | . | T074 | 0 | 0
DK_E_Offshore10 | . | S46 | . | T075 | 0 | 0
DK_E_Offshore10 | . | S46 | . | T076 | 0.03 | 10.8316
DK_E_Offshore10 | . | S46 | . | T077 | 0.06 | 21.6632
DK_E_Offshore10 | . | S46 | . | T078 | 0.12 | 43.3263
DK_E_Offshore10 | . | S46 | . | T079 | 0.12 | 43.3263
DK_E_Offshore10 | . | S46 | . | T080 | 0.19 | 68.6
DK_E_Offshore10 | . | S46 | . | T081 | 0.19 | 68.6
DK_E_Offshore10 | . | S46 | . | T082 | 0.19 | 68.6
DK_E_Offshore10 | . | S46 | . | T083 | 0.42 | 151.6421
DK_E_Offshore10 | . | S46 | . | T084 | 0.57 | 205.8
DK_E_Offshore10 | . | S46 | . | T085 | 0.57 | 205.8
DK_E_Offshore10 | . | S46 | . | T086 | 0.42 | 151.6421
DK_E_Offshore10 | . | S46 | . | T087 | 0.3 | 108.3158
DK_E_Offshore10 | . | S46 | . | T088 | 0.3 | 108.3158
DK_E_Offshore10 | . | S46 | . | T089 | 0.3 | 108.3158
DK_E_Offshore10 | . | S46 | . | T090 | 0.3 | 108.3158
DK_E_Offshore10 | . | S46 | . | T091 | 0.19 | 68.6
DK_E_Offshore10 | . | S46 | . | T092 | 0.12 | 43.3263
DK_E_Offshore10 | . | S46 | . | T093 | 0.03 | 10.8316
DK_E_Offshore10 | . | S46 | . | T094 | 0 | 0
DK_E_Offshore10 | . | S46 | . | T095 | 0 | 0
DK_E_Offshore10 | . | S46 | . | T096 | 0 | 0
DK_E_Offshore10 | . | S46 | . | T097 | 0.03 | 10.8316
DK_E_Offshore10 | . | S46 | . | T098 | 0.06 | 21.6632
DK_E_Offshore10 | . | S46 | . | T099 | 0.19 | 68.6
DK_E_Offshore10 | . | S46 | . | T100 | 0.42 | 151.6421
DK_E_Offshore10 | . | S46 | . | T101 | 0.57 | 205.8
DK_E_Offshore10 | . | S46 | . | T102 | 0.85 | 306.8948
DK_E_Offshore10 | . | S46 | . | T103 | 0.85 | 306.8948
DK_E_Offshore10 | . | S46 | . | T104 | 0.95 | 343.0001
DK_E_Offshore10 | . | S46 | . | T105 | 0.99 | 357.4422
DK_E_Offshore10 | . | S46 | . | T106 | 1 | 361.0527
DK_E_Offshore10 | . | S46 | . | T107 | 1 | 361.0527
DK_E_Offshore10 | . | S46 | . | T108 | 1 | 361.0527
DK_E_Offshore10 | . | S46 | . | T109 | 1 | 361.0527
DK_E_Offshore10 | . | S46 | . | T110 | 1 | 361.0527
DK_E_Offshore10 | . | S46 | . | T111 | 1 | 361.0527
DK_E_Offshore10 | . | S46 | . | T112 | 1 | 361.0527
DK_E_Offshore10 | . | S46 | . | T113 | 1 | 361.0527
DK_E_Offshore10 | . | S46 | . | T114 | 1 | 361.0527
DK_E_Offshore10 | . | S46 | . | T115 | 1 | 361.0527
DK_E_Offshore10 | . | S46 | . | T116 | 1 | 361.0527
DK_E_Offshore10 | . | S46 | . | T117 | 1 | 361.0527
DK_E_Offshore10 | . | S46 | . | T118 | 0.99 | 357.4422
DK_E_Offshore10 | . | S46 | . | T119 | 0.99 | 357.4422
DK_E_Offshore10 | . | S46 | . | T120 | 0.95 | 343.0001
DK_E_Offshore10 | . | S46 | . | T121 | 0.85 | 306.8948
DK_E_Offshore10 | . | S46 | . | T122 | 0.85 | 306.8948
DK_E_Offshore10 | . | S46 | . | T123 | 0.72 | 259.958
DK_E_Offshore10 | . | S46 | . | T124 | 0.72 | 259.958
DK_E_Offshore10 | . | S46 | . | T125 | 0.57 | 205.8
DK_E_Offshore10 | . | S46 | . | T126 | 0.42 | 151.6421
DK_E_Offshore10 | . | S46 | . | T127 | 0.42 | 151.6421
DK_E_Offshore10 | . | S46 | . | T128 | 0.3 | 108.3158
DK_E_Offshore10 | . | S46 | . | T129 | 0.3 | 108.3158
DK_E_Offshore10 | . | S46 | . | T130 | 0.19 | 68.6
DK_E_Offshore10 | . | S46 | . | T131 | 0.12 | 43.3263
DK_E_Offshore10 | . | S46 | . | T132 | 0.12 | 43.3263
DK_E_Offshore10 | . | S46 | . | T133 | 0.06 | 21.6632
DK_E_Offshore10 | . | S46 | . | T134 | 0.03 | 10.8316
DK_E_Offshore10 | . | S46 | . | T135 | 0 | 0
DK_E_Offshore10 | . | S46 | . | T136 | 0 | 0
DK_E_Offshore10 | . | S46 | . | T137 | 0 | 0
DK_E_Offshore10 | . | S46 | . | T138 | 0 | 0
DK_E_Offshore10 | . | S46 | . | T139 | 0 | 0
DK_E_Offshore10 | . | S46 | . | T140 | 0.12 | 43.3263
DK_E_Offshore10 | . | S46 | . | T141 | 0.19 | 68.6
DK_E_Offshore10 | . | S46 | . | T142 | 0.19 | 68.6
DK_E_Offshore10 | . | S46 | . | T143 | 0.12 | 43.3263
DK_E_Offshore10 | . | S46 | . | T144 | 0.12 | 43.3263
DK_E_Offshore10 | . | S46 | . | T145 | 0.19 | 68.6
DK_E_Offshore10 | . | S46 | . | T146 | 0.3 | 108.3158
DK_E_Offshore10 | . | S46 | . | T147 | 0.3 | 108.3158
DK_E_Offshore10 | . | S46 | . | T148 | 0.3 | 108.3158
DK_E_Offshore10 | . | S46 | . | T149 | 0.42 | 151.6421
DK_E_Offshore10 | . | S46 | . | T150 | 0.3 | 108.3158
DK_E_Offshore10 | . | S46 | . | T151 | 0.3 | 108.3158
DK_E_Offshore10 | . | S46 | . | T152 | 0.42 | 151.6421
DK_E_Offshore10 | . | S46 | . | T153 | 0.57 | 205.8
DK_E_Offshore10 | . | S46 | . | T154 | 0.57 | 205.8
DK_E_Offshore10 | . | S46 | . | T155 | 0.57 | 205.8
DK_E_Offshore10 | . | S46 | . | T156 | 0.57 | 205.8
DK_E_Offshore10 | . | S46 | . | T157 | 0.42 | 151.6421
DK_E_Offshore10 | . | S46 | . | T158 | 0.42 | 151.6421
DK_E_Offshore10 | . | S46 | . | T159 | 0.57 | 205.8
DK_E_Offshore10 | . | S46 | . | T160 | 0.57 | 205.8
DK_E_Offshore10 | . | S46 | . | T161 | 0.57 | 205.8
DK_E_Offshore10 | . | S46 | . | T162 | 0.57 | 205.8
DK_E_Offshore10 | . | S46 | . | T163 | 0.57 | 205.8
DK_E_Offshore10 | . | S46 | . | T164 | 0.57 | 205.8
DK_E_Offshore10 | . | S46 | . | T165 | 0.72 | 259.958
DK_E_Offshore10 | . | S46 | . | T166 | 0.57 | 205.8
DK_E_Offshore10 | . | S46 | . | T167 | 0.57 | 205.8
DK_E_Offshore10 | . | S46 | . | T168 | 0.57 | 205.8
DK_E_Offshore10 | . | S47 | . | T001 | 0.57 | 205.8
DK_E_Offshore10 | . | S47 | . | T002 | 0.57 | 205.8
DK_E_Offshore10 | . | S47 | . | T003 | 0.42 | 151.6421
DK_E_Offshore10 | . | S47 | . | T004 | 0.42 | 151.6421
DK_E_Offshore10 | . | S47 | . | T005 | 0.42 | 151.6421
DK_E_Offshore10 | . | S47 | . | T006 | 0.42 | 151.6421
DK_E_Offshore10 | . | S47 | . | T007 | 0.42 | 151.6421
DK_E_Offshore10 | . | S47 | . | T008 | 0.42 | 151.6421
DK_E_Offshore10 | . | S47 | . | T009 | 0.42 | 151.6421
DK_E_Offshore10 | . | S47 | . | T010 | 0.42 | 151.6421
DK_E_Offshore10 | . | S47 | . | T011 | 0.42 | 151.6421
DK_E_Offshore10 | . | S47 | . | T012 | 0.42 | 151.6421
DK_E_Offshore10 | . | S47 | . | T013 | 0.42 | 151.6421
DK_E_Offshore10 | . | S47 | . | T014 | 0.42 | 151.6421
DK_E_Offshore10 | . | S47 | . | T015 | 0.42 | 151.6421
DK_E_Offshore10 | . | S47 | . | T016 | 0.3 | 108.3158
DK_E_Offshore10 | . | S47 | . | T017 | 0.3 | 108.3158
DK_E_Offshore10 | . | S47 | . | T018 | 0.3 | 108.3158
DK_E_Offshore10 | . | S47 | . | T019 | 0.3 | 108.3158
DK_E_Offshore10 | . | S47 | . | T020 | 0.42 | 151.6421
DK_E_Offshore10 | . | S47 | . | T021 | 0.42 | 151.6421
DK_E_Offshore10 | . | S47 | . | T022 | 0.42 | 151.6421
DK_E_Offshore10 | . | S47 | . | T023 | 0.3 | 108.3158
DK_E_Offshore10 | . | S47 | . | T024 | 0.3 | 108.3158
DK_E_Offshore10 | . | S47 | . | T025 | 0.3 | 108.3158
DK_E_Offshore10 | . | S47 | . | T026 | 0.3 | 108.3158
DK_E_Offshore10 | . | S47 | . | T027 | 0.3 | 108.3158
DK_E_Offshore10 | . | S47 | . | T028 | 0.3 | 108.3158
DK_E_Offshore10 | . | S47 | . | T029 | 0.3 | 108.3158
DK_E_Offshore10 | . | S47 | . | T030 | 0.3 | 108.3158
DK_E_Offshore10 | . | S47 | . | T031 | 0.3 | 108.3158
DK_E_Offshore10 | . | S47 | . | T032 | 0.57 | 205.8
DK_E_Offshore10 | . | S47 | . | T033 | 0.42 | 151.6421
DK_E_Offshore10 | . | S47 | . | T034 | 0.3 | 108.3158
DK_E_Offshore10 | . | S47 | . | T035 | 0.3 | 108.3158
DK_E_Offshore10 | . | S47 | . | T036 | 0.3 | 108.3158
DK_E_Offshore10 | . | S47 | . | T037 | 0.42 | 151.6421
DK_E_Offshore10 | . | S47 | . | T038 | 0.3 | 108.3158
DK_E_Offshore10 | . | S47 | . | T039 | 0.19 | 68.6
DK_E_Offshore10 | . | S47 | . | T040 | 0.12 | 43.3263
DK_E_Offshore10 | . | S47 | . | T041 | 0.12 | 43.3263
DK_E_Offshore10 | . | S47 | . | T042 | 0.12 | 43.3263
DK_E_Offshore10 | . | S47 | . | T043 | 0.12 | 43.3263
DK_E_Offshore10 | . | S47 | . | T044 | 0.12 | 43.3263
DK_E_Offshore10 | . | S47 | . | T045 | 0.06 | 21.6632
DK_E_Offshore10 | . | S47 | . | T046 | 0.06 | 21.6632
DK_E_Offshore10 | . | S47 | . | T047 | 0.06 | 21.6632
DK_E_Offshore10 | . | S47 | . | T048 | 0.03 | 10.8316
DK_E_Offshore10 | . | S47 | . | T049 | 0.03 | 10.8316
DK_E_Offshore10 | . | S47 | . | T050 | 0.03 | 10.8316
DK_E_Offshore10 | . | S47 | . | T051 | 0.03 | 10.8316
DK_E_Offshore10 | . | S47 | . | T052 | 0.06 | 21.6632
DK_E_Offshore10 | . | S47 | . | T053 | 0.06 | 21.6632
DK_E_Offshore10 | . | S47 | . | T054 | 0.12 | 43.3263
DK_E_Offshore10 | . | S47 | . | T055 | 0.19 | 68.6
DK_E_Offshore10 | . | S47 | . | T056 | 0.3 | 108.3158
DK_E_Offshore10 | . | S47 | . | T057 | 0.3 | 108.3158
DK_E_Offshore10 | . | S47 | . | T058 | 0.19 | 68.6
DK_E_Offshore10 | . | S47 | . | T059 | 0.19 | 68.6
DK_E_Offshore10 | . | S47 | . | T060 | 0.19 | 68.6
DK_E_Offshore10 | . | S47 | . | T061 | 0.19 | 68.6
DK_E_Offshore10 | . | S47 | . | T062 | 0.19 | 68.6
DK_E_Offshore10 | . | S47 | . | T063 | 0.3 | 108.3158
DK_E_Offshore10 | . | S47 | . | T064 | 0.3 | 108.3158
DK_E_Offshore10 | . | S47 | . | T065 | 0.3 | 108.3158
DK_E_Offshore10 | . | S47 | . | T066 | 0.3 | 108.3158
DK_E_Offshore10 | . | S47 | . | T067 | 0.3 | 108.3158
DK_E_Offshore10 | . | S47 | . | T068 | 0.42 | 151.6421
DK_E_Offshore10 | . | S47 | . | T069 | 0.57 | 205.8
DK_E_Offshore10 | . | S47 | . | T070 | 0.57 | 205.8
DK_E_Offshore10 | . | S47 | . | T071 | 0.85 | 306.8948
DK_E_Offshore10 | . | S47 | . | T072 | 0.85 | 306.8948
DK_E_Offshore10 | . | S47 | . | T073 | 0.85 | 306.8948
DK_E_Offshore10 | . | S47 | . | T074 | 0.72 | 259.958
DK_E_Offshore10 | . | S47 | . | T075 | 0.85 | 306.8948
DK_E_Offshore10 | . | S47 | . | T076 | 0.95 | 343.0001
DK_E_Offshore10 | . | S47 | . | T077 | 0.95 | 343.0001
DK_E_Offshore10 | . | S47 | . | T078 | 0.95 | 343.0001
DK_E_Offshore10 | . | S47 | . | T079 | 0.99 | 357.4422
DK_E_Offshore10 | . | S47 | . | T080 | 0.99 | 357.4422
DK_E_Offshore10 | . | S47 | . | T081 | 1 | 361.0527
DK_E_Offshore10 | . | S47 | . | T082 | 1 | 361.0527
DK_E_Offshore10 | . | S47 | . | T083 | 1 | 361.0527
DK_E_Offshore10 | . | S47 | . | T084 | 1 | 361.0527
DK_E_Offshore10 | . | S47 | . | T085 | 1 | 361.0527
DK_E_Offshore10 | . | S47 | . | T086 | 1 | 361.0527
DK_E_Offshore10 | . | S47 | . | T087 | 1 | 361.0527
DK_E_Offshore10 | . | S47 | . | T088 | 1 | 361.0527
DK_E_Offshore10 | . | S47 | . | T089 | 1 | 361.0527
DK_E_Offshore10 | . | S47 | . | T090 | 1 | 361.0527
DK_E_Offshore10 | . | S47 | . | T091 | 1 | 361.0527
DK_E_Offshore10 | . | S47 | . | T092 | 1 | 361.0527
DK_E_Offshore10 | . | S47 | . | T093 | 1 | 361.0527
DK_E_Offshore10 | . | S47 | . | T094 | 1 | 361.0527
DK_E_Offshore10 | . | S47 | . | T095 | 1 | 361.0527
DK_E_Offshore10 | . | S47 | . | T096 | 1 | 361.0527
DK_E_Offshore10 | . | S47 | . | T097 | 1 | 361.0527
DK_E_Offshore10 | . | S47 | . | T098 | 1 | 361.0527
DK_E_Offshore10 | . | S47 | . | T099 | 1 | 361.0527
DK_E_Offshore10 | . | S47 | . | T100 | 1 | 361.0527
DK_E_Offshore10 | . | S47 | . | T101 | 1 | 361.0527
DK_E_Offshore10 | . | S47 | . | T102 | 1 | 361.0527
DK_E_Offshore10 | . | S47 | . | T103 | 1 | 361.0527
DK_E_Offshore10 | . | S47 | . | T104 | 1 | 361.0527
DK_E_Offshore10 | . | S47 | . | T105 | 1 | 361.0527
DK_E_Offshore10 | . | S47 | . | T106 | 1 | 361.0527
DK_E_Offshore10 | . | S47 | . | T107 | 1 | 361.0527
DK_E_Offshore10 | . | S47 | . | T108 | 1 | 361.0527
DK_E_Offshore10 | . | S47 | . | T109 | 1 | 361.0527
DK_E_Offshore10 | . | S47 | . | T110 | 0.99 | 357.4422
DK_E_Offshore10 | . | S47 | . | T111 | 0.99 | 357.4422
DK_E_Offshore10 | . | S47 | . | T112 | 1 | 361.0527
DK_E_Offshore10 | . | S47 | . | T113 | 1 | 361.0527
DK_E_Offshore10 | . | S47 | . | T114 | 0.99 | 357.4422
DK_E_Offshore10 | . | S47 | . | T115 | 0.99 | 357.4422
DK_E_Offshore10 | . | S47 | . | T116 | 0.99 | 357.4422
DK_E_Offshore10 | . | S47 | . | T117 | 1 | 361.0527
DK_E_Offshore10 | . | S47 | . | T118 | 1 | 361.0527
DK_E_Offshore10 | . | S47 | . | T119 | 1 | 361.0527
DK_E_Offshore10 | . | S47 | . | T120 | 1 | 361.0527
DK_E_Offshore10 | . | S47 | . | T121 | 1 | 361.0527
DK_E_Offshore10 | . | S47 | . | T122 | 1 | 361.0527
DK_E_Offshore10 | . | S47 | . | T123 | 1 | 361.0527
DK_E_Offshore10 | . | S47 | . | T124 | 1 | 361.0527
DK_E_Offshore10 | . | S47 | . | T125 | 1 | 361.0527
DK_E_Offshore10 | . | S47 | . | T126 | 1 | 361.0527
DK_E_Offshore10 | . | S47 | . | T127 | 1 | 361.0527
DK_E_Offshore10 | . | S47 | . | T128 | 0.99 | 357.4422
DK_E_Offshore10 | . | S47 | . | T129 | 0.99 | 357.4422
DK_E_Offshore10 | . | S47 | . | T130 | 0.99 | 357.4422
DK_E_Offshore10 | . | S47 | . | T131 | 1 | 361.0527
DK_E_Offshore10 | . | S47 | . | T132 | 1 | 361.0527
DK_E_Offshore10 | . | S47 | . | T133 | 1 | 361.0527
DK_E_Offshore10 | . | S47 | . | T134 | 0.99 | 357.4422
DK_E_Offshore10 | . | S47 | . | T135 | 0.99 | 357.4422
DK_E_Offshore10 | . | S47 | . | T136 | 0.95 | 343.0001
DK_E_Offshore10 | . | S47 | . | T137 | 0.95 | 343.0001
DK_E_Offshore10 | . | S47 | . | T138 | 0.95 | 343.0001
DK_E_Offshore10 | . | S47 | . | T139 | 0.85 | 306.8948
DK_E_Offshore10 | . | S47 | . | T140 | 0.85 | 306.8948
DK_E_Offshore10 | . | S47 | . | T141 | 0.85 | 306.8948
DK_E_Offshore10 | . | S47 | . | T142 | 0.85 | 306.8948
DK_E_Offshore10 | . | S47 | . | T143 | 0.85 | 306.8948
DK_E_Offshore10 | . | S47 | . | T144 | 0.72 | 259.958
DK_E_Offshore10 | . | S47 | . | T145 | 0.57 | 205.8
DK_E_Offshore10 | . | S47 | . | T146 | 0.57 | 205.8
DK_E_Offshore10 | . | S47 | . | T147 | 0.42 | 151.6421
DK_E_Offshore10 | . | S47 | . | T148 | 0.42 | 151.6421
DK_E_Offshore10 | . | S47 | . | T149 | 0.3 | 108.3158
DK_E_Offshore10 | . | S47 | . | T150 | 0.3 | 108.3158
DK_E_Offshore10 | . | S47 | . | T151 | 0.19 | 68.6
DK_E_Offshore10 | . | S47 | . | T152 | 0.19 | 68.6
DK_E_Offshore10 | . | S47 | . | T153 | 0.19 | 68.6
DK_E_Offshore10 | . | S47 | . | T154 | 0.12 | 43.3263
DK_E_Offshore10 | . | S47 | . | T155 | 0.12 | 43.3263
DK_E_Offshore10 | . | S47 | . | T156 | 0.06 | 21.6632
DK_E_Offshore10 | . | S47 | . | T157 | 0.03 | 10.8316
DK_E_Offshore10 | . | S47 | . | T158 | 0 | 0
DK_E_Offshore10 | . | S47 | . | T159 | 0 | 0
DK_E_Offshore10 | . | S47 | . | T160 | 0 | 0
DK_E_Offshore10 | . | S47 | . | T161 | 0 | 0
DK_E_Offshore10 | . | S47 | . | T162 | 0 | 0
DK_E_Offshore10 | . | S47 | . | T163 | 0 | 0
DK_E_Offshore10 | . | S47 | . | T164 | 0 | 0
DK_E_Offshore10 | . | S47 | . | T165 | 0 | 0
DK_E_Offshore10 | . | S47 | . | T166 | 0.03 | 10.8316
DK_E_Offshore10 | . | S47 | . | T167 | 0.06 | 21.6632
DK_E_Offshore10 | . | S47 | . | T168 | 0.06 | 21.6632
DK_E_Offshore10 | . | S48 | . | T001 | 0.12 | 43.3263
DK_E_Offshore10 | . | S48 | . | T002 | 0.12 | 43.3263
DK_E_Offshore10 | . | S48 | . | T003 | 0.12 | 43.3263
DK_E_Offshore10 | . | S48 | . | T004 | 0.12 | 43.3263
DK_E_Offshore10 | . | S48 | . | T005 | 0.19 | 68.6
DK_E_Offshore10 | . | S48 | . | T006 | 0.19 | 68.6
DK_E_Offshore10 | . | S48 | . | T007 | 0.3 | 108.3158
DK_E_Offshore10 | . | S48 | . | T008 | 0.12 | 43.3263
DK_E_Offshore10 | . | S48 | . | T009 | 0.19 | 68.6
DK_E_Offshore10 | . | S48 | . | T010 | 0.19 | 68.6
DK_E_Offshore10 | . | S48 | . | T011 | 0.3 | 108.3158
DK_E_Offshore10 | . | S48 | . | T012 | 0.3 | 108.3158
DK_E_Offshore10 | . | S48 | . | T013 | 0.42 | 151.6421
DK_E_Offshore10 | . | S48 | . | T014 | 0.42 | 151.6421
DK_E_Offshore10 | . | S48 | . | T015 | 0.42 | 151.6421
DK_E_Offshore10 | . | S48 | . | T016 | 0.42 | 151.6421
DK_E_Offshore10 | . | S48 | . | T017 | 0.42 | 151.6421
DK_E_Offshore10 | . | S48 | . | T018 | 0.42 | 151.6421
DK_E_Offshore10 | . | S48 | . | T019 | 0.57 | 205.8
DK_E_Offshore10 | . | S48 | . | T020 | 0.57 | 205.8
DK_E_Offshore10 | . | S48 | . | T021 | 0.57 | 205.8
DK_E_Offshore10 | . | S48 | . | T022 | 0.72 | 259.958
DK_E_Offshore10 | . | S48 | . | T023 | 0.72 | 259.958
DK_E_Offshore10 | . | S48 | . | T024 | 0.57 | 205.8
DK_E_Offshore10 | . | S48 | . | T025 | 0.57 | 205.8
DK_E_Offshore10 | . | S48 | . | T026 | 0.57 | 205.8
DK_E_Offshore10 | . | S48 | . | T027 | 0.57 | 205.8
DK_E_Offshore10 | . | S48 | . | T028 | 0.57 | 205.8
DK_E_Offshore10 | . | S48 | . | T029 | 0.57 | 205.8
DK_E_Offshore10 | . | S48 | . | T030 | 0.42 | 151.6421
DK_E_Offshore10 | . | S48 | . | T031 | 0.42 | 151.6421
DK_E_Offshore10 | . | S48 | . | T032 | 0.3 | 108.3158
DK_E_Offshore10 | . | S48 | . | T033 | 0.19 | 68.6
DK_E_Offshore10 | . | S48 | . | T034 | 0.03 | 10.8316
DK_E_Offshore10 | . | S48 | . | T035 | 0.03 | 10.8316
DK_E_Offshore10 | . | S48 | . | T036 | 0.42 | 151.6421
DK_E_Offshore10 | . | S48 | . | T037 | 0.57 | 205.8
DK_E_Offshore10 | . | S48 | . | T038 | 0.42 | 151.6421
DK_E_Offshore10 | . | S48 | . | T039 | 0.3 | 108.3158
DK_E_Offshore10 | . | S48 | . | T040 | 0.3 | 108.3158
DK_E_Offshore10 | . | S48 | . | T041 | 0.42 | 151.6421
DK_E_Offshore10 | . | S48 | . | T042 | 0.42 | 151.6421
DK_E_Offshore10 | . | S48 | . | T043 | 0.3 | 108.3158
DK_E_Offshore10 | . | S48 | . | T044 | 0.3 | 108.3158
DK_E_Offshore10 | . | S48 | . | T045 | 0.3 | 108.3158
DK_E_Offshore10 | . | S48 | . | T046 | 0.19 | 68.6
DK_E_Offshore10 | . | S48 | . | T047 | 0.12 | 43.3263
DK_E_Offshore10 | . | S48 | . | T048 | 0.12 | 43.3263
DK_E_Offshore10 | . | S48 | . | T049 | 0.06 | 21.6632
DK_E_Offshore10 | . | S48 | . | T050 | 0.06 | 21.6632
DK_E_Offshore10 | . | S48 | . | T051 | 0.03 | 10.8316
DK_E_Offshore10 | . | S48 | . | T052 | 0.03 | 10.8316
DK_E_Offshore10 | . | S48 | . | T053 | 0.03 | 10.8316
DK_E_Offshore10 | . | S48 | . | T054 | 0 | 0
DK_E_Offshore10 | . | S48 | . | T055 | 0 | 0
DK_E_Offshore10 | . | S48 | . | T056 | 0.03 | 10.8316
DK_E_Offshore10 | . | S48 | . | T057 | 0.03 | 10.8316
DK_E_Offshore10 | . | S48 | . | T058 | 0 | 0
DK_E_Offshore10 | . | S48 | . | T059 | 0 | 0
DK_E_Offshore10 | . | S48 | . | T060 | 0 | 0
DK_E_Offshore10 | . | S48 | . | T061 | 0 | 0
DK_E_Offshore10 | . | S48 | . | T062 | 0 | 0
DK_E_Offshore10 | . | S48 | . | T063 | 0.03 | 10.8316
DK_E_Offshore10 | . | S48 | . | T064 | 0.03 | 10.8316
DK_E_Offshore10 | . | S48 | . | T065 | 0.03 | 10.8316
DK_E_Offshore10 | . | S48 | . | T066 | 0.06 | 21.6632
DK_E_Offshore10 | . | S48 | . | T067 | 0.12 | 43.3263
DK_E_Offshore10 | . | S48 | . | T068 | 0.19 | 68.6
DK_E_Offshore10 | . | S48 | . | T069 | 0.19 | 68.6
DK_E_Offshore10 | . | S48 | . | T070 | 0.19 | 68.6
DK_E_Offshore10 | . | S48 | . | T071 | 0.3 | 108.3158
DK_E_Offshore10 | . | S48 | . | T072 | 0.42 | 151.6421
DK_E_Offshore10 | . | S48 | . | T073 | 0.57 | 205.8
DK_E_Offshore10 | . | S48 | . | T074 | 0.72 | 259.958
DK_E_Offshore10 | . | S48 | . | T075 | 0.85 | 306.8948
DK_E_Offshore10 | . | S48 | . | T076 | 0.85 | 306.8948
DK_E_Offshore10 | . | S48 | . | T077 | 0.72 | 259.958
DK_E_Offshore10 | . | S48 | . | T078 | 0.57 | 205.8
DK_E_Offshore10 | . | S48 | . | T079 | 0.57 | 205.8
DK_E_Offshore10 | . | S48 | . | T080 | 0.57 | 205.8
DK_E_Offshore10 | . | S48 | . | T081 | 0.57 | 205.8
DK_E_Offshore10 | . | S48 | . | T082 | 0.57 | 205.8
DK_E_Offshore10 | . | S48 | . | T083 | 0.72 | 259.958
DK_E_Offshore10 | . | S48 | . | T084 | 0.72 | 259.958
DK_E_Offshore10 | . | S48 | . | T085 | 0.72 | 259.958
DK_E_Offshore10 | . | S48 | . | T086 | 0.72 | 259.958
DK_E_Offshore10 | . | S48 | . | T087 | 0.72 | 259.958
DK_E_Offshore10 | . | S48 | . | T088 | 0.72 | 259.958
DK_E_Offshore10 | . | S48 | . | T089 | 0.57 | 205.8
DK_E_Offshore10 | . | S48 | . | T090 | 0.57 | 205.8
DK_E_Offshore10 | . | S48 | . | T091 | 0.57 | 205.8
DK_E_Offshore10 | . | S48 | . | T092 | 0.72 | 259.958
DK_E_Offshore10 | . | S48 | . | T093 | 0.72 | 259.958
DK_E_Offshore10 | . | S48 | . | T094 | 0.57 | 205.8
DK_E_Offshore10 | . | S48 | . | T095 | 0.57 | 205.8
DK_E_Offshore10 | . | S48 | . | T096 | 0.42 | 151.6421
DK_E_Offshore10 | . | S48 | . | T097 | 0.42 | 151.6421
DK_E_Offshore10 | . | S48 | . | T098 | 0.42 | 151.6421
DK_E_Offshore10 | . | S48 | . | T099 | 0.3 | 108.3158
DK_E_Offshore10 | . | S48 | . | T100 | 0.3 | 108.3158
DK_E_Offshore10 | . | S48 | . | T101 | 0.3 | 108.3158
DK_E_Offshore10 | . | S48 | . | T102 | 0.3 | 108.3158
DK_E_Offshore10 | . | S48 | . | T103 | 0.19 | 68.6
DK_E_Offshore10 | . | S48 | . | T104 | 0.3 | 108.3158
DK_E_Offshore10 | . | S48 | . | T105 | 0.12 | 43.3263
DK_E_Offshore10 | . | S48 | . | T106 | 0.06 | 21.6632
DK_E_Offshore10 | . | S48 | . | T107 | 0.06 | 21.6632
DK_E_Offshore10 | . | S48 | . | T108 | 0.12 | 43.3263
DK_E_Offshore10 | . | S48 | . | T109 | 0.19 | 68.6
DK_E_Offshore10 | . | S48 | . | T110 | 0.19 | 68.6
DK_E_Offshore10 | . | S48 | . | T111 | 0.12 | 43.3263
DK_E_Offshore10 | . | S48 | . | T112 | 0.19 | 68.6
DK_E_Offshore10 | . | S48 | . | T113 | 0.19 | 68.6
DK_E_Offshore10 | . | S48 | . | T114 | 0.19 | 68.6
DK_E_Offshore10 | . | S48 | . | T115 | 0.19 | 68.6
DK_E_Offshore10 | . | S48 | . | T116 | 0.3 | 108.3158
DK_E_Offshore10 | . | S48 | . | T117 | 0.3 | 108.3158
DK_E_Offshore10 | . | S48 | . | T118 | 0.42 | 151.6421
DK_E_Offshore10 | . | S48 | . | T119 | 0.42 | 151.6421
DK_E_Offshore10 | . | S48 | . | T120 | 0.57 | 205.8
DK_E_Offshore10 | . | S48 | . | T121 | 0.57 | 205.8
DK_E_Offshore10 | . | S48 | . | T122 | 0.57 | 205.8
DK_E_Offshore10 | . | S48 | . | T123 | 0.57 | 205.8
DK_E_Offshore10 | . | S48 | . | T124 | 0.57 | 205.8
DK_E_Offshore10 | . | S48 | . | T125 | 0.57 | 205.8
DK_E_Offshore10 | . | S48 | . | T126 | 0.57 | 205.8
DK_E_Offshore10 | . | S48 | . | T127 | 0.72 | 259.958
DK_E_Offshore10 | . | S48 | . | T128 | 0.72 | 259.958
DK_E_Offshore10 | . | S48 | . | T129 | 0.72 | 259.958
DK_E_Offshore10 | . | S48 | . | T130 | 0.57 | 205.8
DK_E_Offshore10 | . | S48 | . | T131 | 0.72 | 259.958
DK_E_Offshore10 | . | S48 | . | T132 | 0.72 | 259.958
DK_E_Offshore10 | . | S48 | . | T133 | 0.72 | 259.958
DK_E_Offshore10 | . | S48 | . | T134 | 0.72 | 259.958
DK_E_Offshore10 | . | S48 | . | T135 | 0.85 | 306.8948
DK_E_Offshore10 | . | S48 | . | T136 | 0.85 | 306.8948
DK_E_Offshore10 | . | S48 | . | T137 | 0.85 | 306.8948
DK_E_Offshore10 | . | S48 | . | T138 | 0.95 | 343.0001
DK_E_Offshore10 | . | S48 | . | T139 | 0.95 | 343.0001
DK_E_Offshore10 | . | S48 | . | T140 | 0.99 | 357.4422
DK_E_Offshore10 | . | S48 | . | T141 | 0.99 | 357.4422
DK_E_Offshore10 | . | S48 | . | T142 | 0.99 | 357.4422
DK_E_Offshore10 | . | S48 | . | T143 | 1 | 361.0527
DK_E_Offshore10 | . | S48 | . | T144 | 1 | 361.0527
DK_E_Offshore10 | . | S48 | . | T145 | 1 | 361.0527
DK_E_Offshore10 | . | S48 | . | T146 | 1 | 361.0527
DK_E_Offshore10 | . | S48 | . | T147 | 1 | 361.0527
DK_E_Offshore10 | . | S48 | . | T148 | 1 | 361.0527
DK_E_Offshore10 | . | S48 | . | T149 | 1 | 361.0527
DK_E_Offshore10 | . | S48 | . | T150 | 0.99 | 357.4422
DK_E_Offshore10 | . | S48 | . | T151 | 0.99 | 357.4422
DK_E_Offshore10 | . | S48 | . | T152 | 0.99 | 357.4422
DK_E_Offshore10 | . | S48 | . | T153 | 0.99 | 357.4422
DK_E_Offshore10 | . | S48 | . | T154 | 0.99 | 357.4422
DK_E_Offshore10 | . | S48 | . | T155 | 0.99 | 357.4422
DK_E_Offshore10 | . | S48 | . | T156 | 0.99 | 357.4422
DK_E_Offshore10 | . | S48 | . | T157 | 0.99 | 357.4422
DK_E_Offshore10 | . | S48 | . | T158 | 0.99 | 357.4422
DK_E_Offshore10 | . | S48 | . | T159 | 0.99 | 357.4422
DK_E_Offshore10 | . | S48 | . | T160 | 0.99 | 357.4422
DK_E_Offshore10 | . | S48 | . | T161 | 0.99 | 357.4422
DK_E_Offshore10 | . | S48 | . | T162 | 0.99 | 357.4422
DK_E_Offshore10 | . | S48 | . | T163 | 0.99 | 357.4422
DK_E_Offshore10 | . | S48 | . | T164 | 0.95 | 343.0001
DK_E_Offshore10 | . | S48 | . | T165 | 0.95 | 343.0001
DK_E_Offshore10 | . | S48 | . | T166 | 0.95 | 343.0001
DK_E_Offshore10 | . | S48 | . | T167 | 0.85 | 306.8948
DK_E_Offshore10 | . | S48 | . | T168 | 0.85 | 306.8948
DK_E_Offshore10 | . | S49 | . | T001 | 0.85 | 306.8948
DK_E_Offshore10 | . | S49 | . | T002 | 0.72 | 259.958
DK_E_Offshore10 | . | S49 | . | T003 | 0.57 | 205.8
DK_E_Offshore10 | . | S49 | . | T004 | 0.42 | 151.6421
DK_E_Offshore10 | . | S49 | . | T005 | 0.3 | 108.3158
DK_E_Offshore10 | . | S49 | . | T006 | 0.3 | 108.3158
DK_E_Offshore10 | . | S49 | . | T007 | 0.19 | 68.6
DK_E_Offshore10 | . | S49 | . | T008 | 0.12 | 43.3263
DK_E_Offshore10 | . | S49 | . | T009 | 0.06 | 21.6632
DK_E_Offshore10 | . | S49 | . | T010 | 0.03 | 10.8316
DK_E_Offshore10 | . | S49 | . | T011 | 0.03 | 10.8316
DK_E_Offshore10 | . | S49 | . | T012 | 0.03 | 10.8316
DK_E_Offshore10 | . | S49 | . | T013 | 0.03 | 10.8316
DK_E_Offshore10 | . | S49 | . | T014 | 0 | 0
DK_E_Offshore10 | . | S49 | . | T015 | 0.03 | 10.8316
DK_E_Offshore10 | . | S49 | . | T016 | 0.06 | 21.6632
DK_E_Offshore10 | . | S49 | . | T017 | 0.06 | 21.6632
DK_E_Offshore10 | . | S49 | . | T018 | 0.06 | 21.6632
DK_E_Offshore10 | . | S49 | . | T019 | 0.12 | 43.3263
DK_E_Offshore10 | . | S49 | . | T020 | 0.19 | 68.6
DK_E_Offshore10 | . | S49 | . | T021 | 0.19 | 68.6
DK_E_Offshore10 | . | S49 | . | T022 | 0.19 | 68.6
DK_E_Offshore10 | . | S49 | . | T023 | 0.19 | 68.6
DK_E_Offshore10 | . | S49 | . | T024 | 0.19 | 68.6
DK_E_Offshore10 | . | S49 | . | T025 | 0.19 | 68.6
DK_E_Offshore10 | . | S49 | . | T026 | 0.3 | 108.3158
DK_E_Offshore10 | . | S49 | . | T027 | 0.3 | 108.3158
DK_E_Offshore10 | . | S49 | . | T028 | 0.3 | 108.3158
DK_E_Offshore10 | . | S49 | . | T029 | 0.3 | 108.3158
DK_E_Offshore10 | . | S49 | . | T030 | 0.3 | 108.3158
DK_E_Offshore10 | . | S49 | . | T031 | 0.3 | 108.3158
DK_E_Offshore10 | . | S49 | . | T032 | 0.19 | 68.6
DK_E_Offshore10 | . | S49 | . | T033 | 0.19 | 68.6
DK_E_Offshore10 | . | S49 | . | T034 | 0.19 | 68.6
DK_E_Offshore10 | . | S49 | . | T035 | 0.19 | 68.6
DK_E_Offshore10 | . | S49 | . | T036 | 0.19 | 68.6
DK_E_Offshore10 | . | S49 | . | T037 | 0.3 | 108.3158
DK_E_Offshore10 | . | S49 | . | T038 | 0.19 | 68.6
DK_E_Offshore10 | . | S49 | . | T039 | 0.19 | 68.6
DK_E_Offshore10 | . | S49 | . | T040 | 0.3 | 108.3158
DK_E_Offshore10 | . | S49 | . | T041 | 0.3 | 108.3158
DK_E_Offshore10 | . | S49 | . | T042 | 0.3 | 108.3158
DK_E_Offshore10 | . | S49 | . | T043 | 0.3 | 108.3158
DK_E_Offshore10 | . | S49 | . | T044 | 0.3 | 108.3158
DK_E_Offshore10 | . | S49 | . | T045 | 0.42 | 151.6421
DK_E_Offshore10 | . | S49 | . | T046 | 0.42 | 151.6421
DK_E_Offshore10 | . | S49 | . | T047 | 0.57 | 205.8
DK_E_Offshore10 | . | S49 | . | T048 | 0.57 | 205.8
DK_E_Offshore10 | . | S49 | . | T049 | 0.57 | 205.8
DK_E_Offshore10 | . | S49 | . | T050 | 0.57 | 205.8
DK_E_Offshore10 | . | S49 | . | T051 | 0.57 | 205.8
DK_E_Offshore10 | . | S49 | . | T052 | 0.72 | 259.958
DK_E_Offshore10 | . | S49 | . | T053 | 0.72 | 259.958
DK_E_Offshore10 | . | S49 | . | T054 | 0.72 | 259.958
DK_E_Offshore10 | . | S49 | . | T055 | 0.85 | 306.8948
DK_E_Offshore10 | . | S49 | . | T056 | 0.85 | 306.8948
DK_E_Offshore10 | . | S49 | . | T057 | 0.95 | 343.0001
DK_E_Offshore10 | . | S49 | . | T058 | 0.85 | 306.8948
DK_E_Offshore10 | . | S49 | . | T059 | 0.85 | 306.8948
DK_E_Offshore10 | . | S49 | . | T060 | 0.72 | 259.958
DK_E_Offshore10 | . | S49 | . | T061 | 0.85 | 306.8948
DK_E_Offshore10 | . | S49 | . | T062 | 0.85 | 306.8948
DK_E_Offshore10 | . | S49 | . | T063 | 0.85 | 306.8948
DK_E_Offshore10 | . | S49 | . | T064 | 0.72 | 259.958
DK_E_Offshore10 | . | S49 | . | T065 | 0.72 | 259.958
DK_E_Offshore10 | . | S49 | . | T066 | 0.72 | 259.958
DK_E_Offshore10 | . | S49 | . | T067 | 0.72 | 259.958
DK_E_Offshore10 | . | S49 | . | T068 | 0.57 | 205.8
DK_E_Offshore10 | . | S49 | . | T069 | 0.57 | 205.8
DK_E_Offshore10 | . | S49 | . | T070 | 0.42 | 151.6421
DK_E_Offshore10 | . | S49 | . | T071 | 0.3 | 108.3158
DK_E_Offshore10 | . | S49 | . | T072 | 0.3 | 108.3158
DK_E_Offshore10 | . | S49 | . | T073 | 0.3 | 108.3158
DK_E_Offshore10 | . | S49 | . | T074 | 0.3 | 108.3158
DK_E_Offshore10 | . | S49 | . | T075 | 0.42 | 151.6421
DK_E_Offshore10 | . | S49 | . | T076 | 0.57 | 205.8
DK_E_Offshore10 | . | S49 | . | T077 | 0.72 | 259.958
DK_E_Offshore10 | . | S49 | . | T078 | 0.72 | 259.958
DK_E_Offshore10 | . | S49 | . | T079 | 0.72 | 259.958
DK_E_Offshore10 | . | S49 | . | T080 | 0.95 | 343.0001
DK_E_Offshore10 | . | S49 | . | T081 | 0.95 | 343.0001
DK_E_Offshore10 | . | S49 | . | T082 | 0.95 | 343.0001
DK_E_Offshore10 | . | S49 | . | T083 | 0.95 | 343.0001
DK_E_Offshore10 | . | S49 | . | T084 | 0.95 | 343.0001
DK_E_Offshore10 | . | S49 | . | T085 | 0.85 | 306.8948
DK_E_Offshore10 | . | S49 | . | T086 | 0.72 | 259.958
DK_E_Offshore10 | . | S49 | . | T087 | 0.72 | 259.958
DK_E_Offshore10 | . | S49 | . | T088 | 0.72 | 259.958
DK_E_Offshore10 | . | S49 | . | T089 | 0.72 | 259.958
DK_E_Offshore10 | . | S49 | . | T090 | 0.57 | 205.8
DK_E_Offshore10 | . | S49 | . | T091 | 0.3 | 108.3158
DK_E_Offshore10 | . | S49 | . | T092 | 0.3 | 108.3158
DK_E_Offshore10 | . | S49 | . | T093 | 0.3 | 108.3158
DK_E_Offshore10 | . | S49 | . | T094 | 0.19 | 68.6
DK_E_Offshore10 | . | S49 | . | T095 | 0.19 | 68.6
DK_E_Offshore10 | . | S49 | . | T096 | 0.12 | 43.3263
DK_E_Offshore10 | . | S49 | . | T097 | 0.06 | 21.6632
DK_E_Offshore10 | . | S49 | . | T098 | 0.06 | 21.6632
DK_E_Offshore10 | . | S49 | . | T099 | 0.03 | 10.8316
DK_E_Offshore10 | . | S49 | . | T100 | 0.03 | 10.8316
DK_E_Offshore10 | . | S49 | . | T101 | 0.03 | 10.8316
DK_E_Offshore10 | . | S49 | . | T102 | 0.06 | 21.6632
DK_E_Offshore10 | . | S49 | . | T103 | 0.12 | 43.3263
DK_E_Offshore10 | . | S49 | . | T104 | 0.12 | 43.3263
DK_E_Offshore10 | . | S49 | . | T105 | 0.12 | 43.3263
DK_E_Offshore10 | . | S49 | . | T106 | 0.3 | 108.3158
DK_E_Offshore10 | . | S49 | . | T107 | 0.42 | 151.6421
DK_E_Offshore10 | . | S49 | . | T108 | 0.42 | 151.6421
DK_E_Offshore10 | . | S49 | . | T109 | 0.42 | 151.6421
DK_E_Offshore10 | . | S49 | . | T110 | 0.42 | 151.6421
DK_E_Offshore10 | . | S49 | . | T111 | 0.42 | 151.6421
DK_E_Offshore10 | . | S49 | . | T112 | 0.42 | 151.6421
DK_E_Offshore10 | . | S49 | . | T113 | 0.57 | 205.8
DK_E_Offshore10 | . | S49 | . | T114 | 0.57 | 205.8
DK_E_Offshore10 | . | S49 | . | T115 | 0.42 | 151.6421
DK_E_Offshore10 | . | S49 | . | T116 | 0.42 | 151.6421
DK_E_Offshore10 | . | S49 | . | T117 | 0.57 | 205.8
DK_E_Offshore10 | . | S49 | . | T118 | 0.57 | 205.8
DK_E_Offshore10 | . | S49 | . | T119 | 0.57 | 205.8
DK_E_Offshore10 | . | S49 | . | T120 | 0.42 | 151.6421
DK_E_Offshore10 | . | S49 | . | T121 | 0.3 | 108.3158
DK_E_Offshore10 | . | S49 | . | T122 | 0.3 | 108.3158
DK_E_Offshore10 | . | S49 | . | T123 | 0.19 | 68.6
DK_E_Offshore10 | . | S49 | . | T124 | 0.19 | 68.6
DK_E_Offshore10 | . | S49 | . | T125 | 0.19 | 68.6
DK_E_Offshore10 | . | S49 | . | T126 | 0.19 | 68.6
DK_E_Offshore10 | . | S49 | . | T127 | 0.12 | 43.3263
DK_E_Offshore10 | . | S49 | . | T128 | 0.12 | 43.3263
DK_E_Offshore10 | . | S49 | . | T129 | 0.06 | 21.6632
DK_E_Offshore10 | . | S49 | . | T130 | 0.03 | 10.8316
DK_E_Offshore10 | . | S49 | . | T131 | 0.03 | 10.8316
DK_E_Offshore10 | . | S49 | . | T132 | 0.03 | 10.8316
DK_E_Offshore10 | . | S49 | . | T133 | 0.03 | 10.8316
DK_E_Offshore10 | . | S49 | . | T134 | 0.03 | 10.8316
DK_E_Offshore10 | . | S49 | . | T135 | 0 | 0
DK_E_Offshore10 | . | S49 | . | T136 | 0 | 0
DK_E_Offshore10 | . | S49 | . | T137 | 0 | 0
DK_E_Offshore10 | . | S49 | . | T138 | 0 | 0
DK_E_Offshore10 | . | S49 | . | T139 | 0 | 0
DK_E_Offshore10 | . | S49 | . | T140 | 0 | 0
DK_E_Offshore10 | . | S49 | . | T141 | 0 | 0
DK_E_Offshore10 | . | S49 | . | T142 | 0 | 0
DK_E_Offshore10 | . | S49 | . | T143 | 0 | 0
DK_E_Offshore10 | . | S49 | . | T144 | 0 | 0
DK_E_Offshore10 | . | S49 | . | T145 | 0 | 0
DK_E_Offshore10 | . | S49 | . | T146 | 0 | 0
DK_E_Offshore10 | . | S49 | . | T147 | 0 | 0
DK_E_Offshore10 | . | S49 | . | T148 | 0 | 0
DK_E_Offshore10 | . | S49 | . | T149 | 0 | 0
DK_E_Offshore10 | . | S49 | . | T150 | 0 | 0
DK_E_Offshore10 | . | S49 | . | T151 | 0 | 0
DK_E_Offshore10 | . | S49 | . | T152 | 0 | 0
DK_E_Offshore10 | . | S49 | . | T153 | 0 | 0
DK_E_Offshore10 | . | S49 | . | T154 | 0 | 0
DK_E_Offshore10 | . | S49 | . | T155 | 0.03 | 10.8316
DK_E_Offshore10 | . | S49 | . | T156 | 0.03 | 10.8316
DK_E_Offshore10 | . | S49 | . | T157 | 0.06 | 21.6632
DK_E_Offshore10 | . | S49 | . | T158 | 0.06 | 21.6632
DK_E_Offshore10 | . | S49 | . | T159 | 0.06 | 21.6632
DK_E_Offshore10 | . | S49 | . | T160 | 0.06 | 21.6632
DK_E_Offshore10 | . | S49 | . | T161 | 0.06 | 21.6632
DK_E_Offshore10 | . | S49 | . | T162 | 0.06 | 21.6632
DK_E_Offshore10 | . | S49 | . | T163 | 0.06 | 21.6632
DK_E_Offshore10 | . | S49 | . | T164 | 0.06 | 21.6632
DK_E_Offshore10 | . | S49 | . | T165 | 0.06 | 21.6632
DK_E_Offshore10 | . | S49 | . | T166 | 0.03 | 10.8316
DK_E_Offshore10 | . | S49 | . | T167 | 0.03 | 10.8316
DK_E_Offshore10 | . | S49 | . | T168 | 0.03 | 10.8316
DK_E_Offshore10 | . | S50 | . | T001 | 0.03 | 10.8316
DK_E_Offshore10 | . | S50 | . | T002 | 0.03 | 10.8316
DK_E_Offshore10 | . | S50 | . | T003 | 0.03 | 10.8316
DK_E_Offshore10 | . | S50 | . | T004 | 0.03 | 10.8316
DK_E_Offshore10 | . | S50 | . | T005 | 0.03 | 10.8316
DK_E_Offshore10 | . | S50 | . | T006 | 0.03 | 10.8316
DK_E_Offshore10 | . | S50 | . | T007 | 0.03 | 10.8316
DK_E_Offshore10 | . | S50 | . | T008 | 0.03 | 10.8316
DK_E_Offshore10 | . | S50 | . | T009 | 0.06 | 21.6632
DK_E_Offshore10 | . | S50 | . | T010 | 0.06 | 21.6632
DK_E_Offshore10 | . | S50 | . | T011 | 0.12 | 43.3263
DK_E_Offshore10 | . | S50 | . | T012 | 0.12 | 43.3263
DK_E_Offshore10 | . | S50 | . | T013 | 0.12 | 43.3263
DK_E_Offshore10 | . | S50 | . | T014 | 0.12 | 43.3263
DK_E_Offshore10 | . | S50 | . | T015 | 0.19 | 68.6
DK_E_Offshore10 | . | S50 | . | T016 | 0.19 | 68.6
DK_E_Offshore10 | . | S50 | . | T017 | 0.19 | 68.6
DK_E_Offshore10 | . | S50 | . | T018 | 0.19 | 68.6
DK_E_Offshore10 | . | S50 | . | T019 | 0.19 | 68.6
DK_E_Offshore10 | . | S50 | . | T020 | 0.3 | 108.3158
DK_E_Offshore10 | . | S50 | . | T021 | 0.3 | 108.3158
DK_E_Offshore10 | . | S50 | . | T022 | 0.3 | 108.3158
DK_E_Offshore10 | . | S50 | . | T023 | 0.42 | 151.6421
DK_E_Offshore10 | . | S50 | . | T024 | 0.42 | 151.6421
DK_E_Offshore10 | . | S50 | . | T025 | 0.42 | 151.6421
DK_E_Offshore10 | . | S50 | . | T026 | 0.42 | 151.6421
DK_E_Offshore10 | . | S50 | . | T027 | 0.42 | 151.6421
DK_E_Offshore10 | . | S50 | . | T028 | 0.42 | 151.6421
DK_E_Offshore10 | . | S50 | . | T029 | 0.57 | 205.8
DK_E_Offshore10 | . | S50 | . | T030 | 0.57 | 205.8
DK_E_Offshore10 | . | S50 | . | T031 | 0.57 | 205.8
DK_E_Offshore10 | . | S50 | . | T032 | 0.57 | 205.8
DK_E_Offshore10 | . | S50 | . | T033 | 0.57 | 205.8
DK_E_Offshore10 | . | S50 | . | T034 | 0.42 | 151.6421
DK_E_Offshore10 | . | S50 | . | T035 | 0.3 | 108.3158
DK_E_Offshore10 | . | S50 | . | T036 | 0.19 | 68.6
DK_E_Offshore10 | . | S50 | . | T037 | 0.19 | 68.6
DK_E_Offshore10 | . | S50 | . | T038 | 0.19 | 68.6
DK_E_Offshore10 | . | S50 | . | T039 | 0.19 | 68.6
DK_E_Offshore10 | . | S50 | . | T040 | 0.19 | 68.6
DK_E_Offshore10 | . | S50 | . | T041 | 0.12 | 43.3263
DK_E_Offshore10 | . | S50 | . | T042 | 0.12 | 43.3263
DK_E_Offshore10 | . | S50 | . | T043 | 0.12 | 43.3263
DK_E_Offshore10 | . | S50 | . | T044 | 0.12 | 43.3263
DK_E_Offshore10 | . | S50 | . | T045 | 0.12 | 43.3263
DK_E_Offshore10 | . | S50 | . | T046 | 0.12 | 43.3263
DK_E_Offshore10 | . | S50 | . | T047 | 0.12 | 43.3263
DK_E_Offshore10 | . | S50 | . | T048 | 0.12 | 43.3263
DK_E_Offshore10 | . | S50 | . | T049 | 0.19 | 68.6
DK_E_Offshore10 | . | S50 | . | T050 | 0.19 | 68.6
DK_E_Offshore10 | . | S50 | . | T051 | 0.12 | 43.3263
DK_E_Offshore10 | . | S50 | . | T052 | 0.12 | 43.3263
DK_E_Offshore10 | . | S50 | . | T053 | 0.12 | 43.3263
DK_E_Offshore10 | . | S50 | . | T054 | 0.12 | 43.3263
DK_E_Offshore10 | . | S50 | . | T055 | 0.12 | 43.3263
DK_E_Offshore10 | . | S50 | . | T056 | 0.42 | 151.6421
DK_E_Offshore10 | . | S50 | . | T057 | 0.3 | 108.3158
DK_E_Offshore10 | . | S50 | . | T058 | 0.3 | 108.3158
DK_E_Offshore10 | . | S50 | . | T059 | 0.3 | 108.3158
DK_E_Offshore10 | . | S50 | . | T060 | 0.19 | 68.6
DK_E_Offshore10 | . | S50 | . | T061 | 0.19 | 68.6
DK_E_Offshore10 | . | S50 | . | T062 | 0.19 | 68.6
DK_E_Offshore10 | . | S50 | . | T063 | 0.06 | 21.6632
DK_E_Offshore10 | . | S50 | . | T064 | 0.06 | 21.6632
DK_E_Offshore10 | . | S50 | . | T065 | 0.03 | 10.8316
DK_E_Offshore10 | . | S50 | . | T066 | 0 | 0
DK_E_Offshore10 | . | S50 | . | T067 | 0 | 0
DK_E_Offshore10 | . | S50 | . | T068 | 0 | 0
DK_E_Offshore10 | . | S50 | . | T069 | 0 | 0
DK_E_Offshore10 | . | S50 | . | T070 | 0 | 0
DK_E_Offshore10 | . | S50 | . | T071 | 0.03 | 10.8316
DK_E_Offshore10 | . | S50 | . | T072 | 0.06 | 21.6632
DK_E_Offshore10 | . | S50 | . | T073 | 0.06 | 21.6632
DK_E_Offshore10 | . | S50 | . | T074 | 0.06 | 21.6632
DK_E_Offshore10 | . | S50 | . | T075 | 0.06 | 21.6632
DK_E_Offshore10 | . | S50 | . | T076 | 0.06 | 21.6632
DK_E_Offshore10 | . | S50 | . | T077 | 0.06 | 21.6632
DK_E_Offshore10 | . | S50 | . | T078 | 0.12 | 43.3263
DK_E_Offshore10 | . | S50 | . | T079 | 0.12 | 43.3263
DK_E_Offshore10 | . | S50 | . | T080 | 0.19 | 68.6
DK_E_Offshore10 | . | S50 | . | T081 | 0.3 | 108.3158
DK_E_Offshore10 | . | S50 | . | T082 | 0.42 | 151.6421
DK_E_Offshore10 | . | S50 | . | T083 | 0.3 | 108.3158
DK_E_Offshore10 | . | S50 | . | T084 | 0.42 | 151.6421
DK_E_Offshore10 | . | S50 | . | T085 | 0.57 | 205.8
DK_E_Offshore10 | . | S50 | . | T086 | 0.42 | 151.6421
DK_E_Offshore10 | . | S50 | . | T087 | 0.57 | 205.8
DK_E_Offshore10 | . | S50 | . | T088 | 0.57 | 205.8
DK_E_Offshore10 | . | S50 | . | T089 | 0.57 | 205.8
DK_E_Offshore10 | . | S50 | . | T090 | 0.57 | 205.8
DK_E_Offshore10 | . | S50 | . | T091 | 0.57 | 205.8
DK_E_Offshore10 | . | S50 | . | T092 | 0.57 | 205.8
DK_E_Offshore10 | . | S50 | . | T093 | 0.57 | 205.8
DK_E_Offshore10 | . | S50 | . | T094 | 0.57 | 205.8
DK_E_Offshore10 | . | S50 | . | T095 | 0.42 | 151.6421
DK_E_Offshore10 | . | S50 | . | T096 | 0.42 | 151.6421
DK_E_Offshore10 | . | S50 | . | T097 | 0.3 | 108.3158
DK_E_Offshore10 | . | S50 | . | T098 | 0.3 | 108.3158
DK_E_Offshore10 | . | S50 | . | T099 | 0.42 | 151.6421
DK_E_Offshore10 | . | S50 | . | T100 | 0.42 | 151.6421
DK_E_Offshore10 | . | S50 | . | T101 | 0.42 | 151.6421
DK_E_Offshore10 | . | S50 | . | T102 | 0.42 | 151.6421
DK_E_Offshore10 | . | S50 | . | T103 | 0.42 | 151.6421
DK_E_Offshore10 | . | S50 | . | T104 | 0.42 | 151.6421
DK_E_Offshore10 | . | S50 | . | T105 | 0.42 | 151.6421
DK_E_Offshore10 | . | S50 | . | T106 | 0.42 | 151.6421
DK_E_Offshore10 | . | S50 | . | T107 | 0.3 | 108.3158
DK_E_Offshore10 | . | S50 | . | T108 | 0.19 | 68.6
DK_E_Offshore10 | . | S50 | . | T109 | 0.19 | 68.6
DK_E_Offshore10 | . | S50 | . | T110 | 0.19 | 68.6
DK_E_Offshore10 | . | S50 | . | T111 | 0.19 | 68.6
DK_E_Offshore10 | . | S50 | . | T112 | 0.12 | 43.3263
DK_E_Offshore10 | . | S50 | . | T113 | 0.12 | 43.3263
DK_E_Offshore10 | . | S50 | . | T114 | 0.06 | 21.6632
DK_E_Offshore10 | . | S50 | . | T115 | 0.06 | 21.6632
DK_E_Offshore10 | . | S50 | . | T116 | 0.03 | 10.8316
DK_E_Offshore10 | . | S50 | . | T117 | 0 | 0
DK_E_Offshore10 | . | S50 | . | T118 | 0 | 0
DK_E_Offshore10 | . | S50 | . | T119 | 0.03 | 10.8316
DK_E_Offshore10 | . | S50 | . | T120 | 0.03 | 10.8316
DK_E_Offshore10 | . | S50 | . | T121 | 0.03 | 10.8316
DK_E_Offshore10 | . | S50 | . | T122 | 0.06 | 21.6632
DK_E_Offshore10 | . | S50 | . | T123 | 0.06 | 21.6632
DK_E_Offshore10 | . | S50 | . | T124 | 0.06 | 21.6632
DK_E_Offshore10 | . | S50 | . | T125 | 0.12 | 43.3263
DK_E_Offshore10 | . | S50 | . | T126 | 0.12 | 43.3263
DK_E_Offshore10 | . | S50 | . | T127 | 0.12 | 43.3263
DK_E_Offshore10 | . | S50 | . | T128 | 0.19 | 68.6
DK_E_Offshore10 | . | S50 | . | T129 | 0.19 | 68.6
DK_E_Offshore10 | . | S50 | . | T130 | 0.3 | 108.3158
DK_E_Offshore10 | . | S50 | . | T131 | 0.3 | 108.3158
DK_E_Offshore10 | . | S50 | . | T132 | 0.42 | 151.6421
DK_E_Offshore10 | . | S50 | . | T133 | 0.42 | 151.6421
DK_E_Offshore10 | . | S50 | . | T134 | 0.3 | 108.3158
DK_E_Offshore10 | . | S50 | . | T135 | 0.42 | 151.6421
DK_E_Offshore10 | . | S50 | . | T136 | 0.42 | 151.6421
DK_E_Offshore10 | . | S50 | . | T137 | 0.42 | 151.6421
DK_E_Offshore10 | . | S50 | . | T138 | 0.57 | 205.8
DK_E_Offshore10 | . | S50 | . | T139 | 0.57 | 205.8
DK_E_Offshore10 | . | S50 | . | T140 | 0.42 | 151.6421
DK_E_Offshore10 | . | S50 | . | T141 | 0.42 | 151.6421
DK_E_Offshore10 | . | S50 | . | T142 | 0.19 | 68.6
DK_E_Offshore10 | . | S50 | . | T143 | 0.12 | 43.3263
DK_E_Offshore10 | . | S50 | . | T144 | 0.12 | 43.3263
DK_E_Offshore10 | . | S50 | . | T145 | 0.19 | 68.6
DK_E_Offshore10 | . | S50 | . | T146 | 0.19 | 68.6
DK_E_Offshore10 | . | S50 | . | T147 | 0.19 | 68.6
DK_E_Offshore10 | . | S50 | . | T148 | 0.19 | 68.6
DK_E_Offshore10 | . | S50 | . | T149 | 0.3 | 108.3158
DK_E_Offshore10 | . | S50 | . | T150 | 0.3 | 108.3158
DK_E_Offshore10 | . | S50 | . | T151 | 0.3 | 108.3158
DK_E_Offshore10 | . | S50 | . | T152 | 0.42 | 151.6421
DK_E_Offshore10 | . | S50 | . | T153 | 0.3 | 108.3158
DK_E_Offshore10 | . | S50 | . | T154 | 0.19 | 68.6
DK_E_Offshore10 | . | S50 | . | T155 | 0.12 | 43.3263
DK_E_Offshore10 | . | S50 | . | T156 | 0.12 | 43.3263
DK_E_Offshore10 | . | S50 | . | T157 | 0.12 | 43.3263
DK_E_Offshore10 | . | S50 | . | T158 | 0.19 | 68.6
DK_E_Offshore10 | . | S50 | . | T159 | 0.19 | 68.6
DK_E_Offshore10 | . | S50 | . | T160 | 0.19 | 68.6
DK_E_Offshore10 | . | S50 | . | T161 | 0.19 | 68.6
DK_E_Offshore10 | . | S50 | . | T162 | 0.19 | 68.6
DK_E_Offshore10 | . | S50 | . | T163 | 0.19 | 68.6
DK_E_Offshore10 | . | S50 | . | T164 | 0.19 | 68.6
DK_E_Offshore10 | . | S50 | . | T165 | 0.19 | 68.6
DK_E_Offshore10 | . | S50 | . | T166 | 0.19 | 68.6
DK_E_Offshore10 | . | S50 | . | T167 | 0.12 | 43.3263
DK_E_Offshore10 | . | S50 | . | T168 | 0.12 | 43.3263
DK_E_Offshore10 | . | S51 | . | T001 | 0.19 | 68.6
DK_E_Offshore10 | . | S51 | . | T002 | 0.19 | 68.6
DK_E_Offshore10 | . | S51 | . | T003 | 0.19 | 68.6
DK_E_Offshore10 | . | S51 | . | T004 | 0.12 | 43.3263
DK_E_Offshore10 | . | S51 | . | T005 | 0.12 | 43.3263
DK_E_Offshore10 | . | S51 | . | T006 | 0.19 | 68.6
DK_E_Offshore10 | . | S51 | . | T007 | 0.19 | 68.6
DK_E_Offshore10 | . | S51 | . | T008 | 0.19 | 68.6
DK_E_Offshore10 | . | S51 | . | T009 | 0.3 | 108.3158
DK_E_Offshore10 | . | S51 | . | T010 | 0.3 | 108.3158
DK_E_Offshore10 | . | S51 | . | T011 | 0.3 | 108.3158
DK_E_Offshore10 | . | S51 | . | T012 | 0.3 | 108.3158
DK_E_Offshore10 | . | S51 | . | T013 | 0.42 | 151.6421
DK_E_Offshore10 | . | S51 | . | T014 | 0.42 | 151.6421
DK_E_Offshore10 | . | S51 | . | T015 | 0.42 | 151.6421
DK_E_Offshore10 | . | S51 | . | T016 | 0.42 | 151.6421
DK_E_Offshore10 | . | S51 | . | T017 | 0.42 | 151.6421
DK_E_Offshore10 | . | S51 | . | T018 | 0.42 | 151.6421
DK_E_Offshore10 | . | S51 | . | T019 | 0.42 | 151.6421
DK_E_Offshore10 | . | S51 | . | T020 | 0.42 | 151.6421
DK_E_Offshore10 | . | S51 | . | T021 | 0.42 | 151.6421
DK_E_Offshore10 | . | S51 | . | T022 | 0.42 | 151.6421
DK_E_Offshore10 | . | S51 | . | T023 | 0.42 | 151.6421
DK_E_Offshore10 | . | S51 | . | T024 | 0.42 | 151.6421
DK_E_Offshore10 | . | S51 | . | T025 | 0.3 | 108.3158
DK_E_Offshore10 | . | S51 | . | T026 | 0.3 | 108.3158
DK_E_Offshore10 | . | S51 | . | T027 | 0.19 | 68.6
DK_E_Offshore10 | . | S51 | . | T028 | 0.19 | 68.6
DK_E_Offshore10 | . | S51 | . | T029 | 0.19 | 68.6
DK_E_Offshore10 | . | S51 | . | T030 | 0.19 | 68.6
DK_E_Offshore10 | . | S51 | . | T031 | 0.12 | 43.3263
DK_E_Offshore10 | . | S51 | . | T032 | 0.19 | 68.6
DK_E_Offshore10 | . | S51 | . | T033 | 0.19 | 68.6
DK_E_Offshore10 | . | S51 | . | T034 | 0.12 | 43.3263
DK_E_Offshore10 | . | S51 | . | T035 | 0.12 | 43.3263
DK_E_Offshore10 | . | S51 | . | T036 | 0.19 | 68.6
DK_E_Offshore10 | . | S51 | . | T037 | 0.19 | 68.6
DK_E_Offshore10 | . | S51 | . | T038 | 0.19 | 68.6
DK_E_Offshore10 | . | S51 | . | T039 | 0.12 | 43.3263
DK_E_Offshore10 | . | S51 | . | T040 | 0.19 | 68.6
DK_E_Offshore10 | . | S51 | . | T041 | 0.12 | 43.3263
DK_E_Offshore10 | . | S51 | . | T042 | 0.12 | 43.3263
DK_E_Offshore10 | . | S51 | . | T043 | 0.12 | 43.3263
DK_E_Offshore10 | . | S51 | . | T044 | 0.12 | 43.3263
DK_E_Offshore10 | . | S51 | . | T045 | 0.12 | 43.3263
DK_E_Offshore10 | . | S51 | . | T046 | 0.12 | 43.3263
DK_E_Offshore10 | . | S51 | . | T047 | 0.12 | 43.3263
DK_E_Offshore10 | . | S51 | . | T048 | 0.12 | 43.3263
DK_E_Offshore10 | . | S51 | . | T049 | 0.06 | 21.6632
DK_E_Offshore10 | . | S51 | . | T050 | 0.06 | 21.6632
DK_E_Offshore10 | . | S51 | . | T051 | 0.03 | 10.8316
DK_E_Offshore10 | . | S51 | . | T052 | 0.03 | 10.8316
DK_E_Offshore10 | . | S51 | . | T053 | 0.12 | 43.3263
DK_E_Offshore10 | . | S51 | . | T054 | 0.19 | 68.6
DK_E_Offshore10 | . | S51 | . | T055 | 0.3 | 108.3158
DK_E_Offshore10 | . | S51 | . | T056 | 0.3 | 108.3158
DK_E_Offshore10 | . | S51 | . | T057 | 0.3 | 108.3158
DK_E_Offshore10 | . | S51 | . | T058 | 0.42 | 151.6421
DK_E_Offshore10 | . | S51 | . | T059 | 0.57 | 205.8
DK_E_Offshore10 | . | S51 | . | T060 | 0.72 | 259.958
DK_E_Offshore10 | . | S51 | . | T061 | 0.72 | 259.958
DK_E_Offshore10 | . | S51 | . | T062 | 0.57 | 205.8
DK_E_Offshore10 | . | S51 | . | T063 | 0.42 | 151.6421
DK_E_Offshore10 | . | S51 | . | T064 | 0.3 | 108.3158
DK_E_Offshore10 | . | S51 | . | T065 | 0.3 | 108.3158
DK_E_Offshore10 | . | S51 | . | T066 | 0.3 | 108.3158
DK_E_Offshore10 | . | S51 | . | T067 | 0.3 | 108.3158
DK_E_Offshore10 | . | S51 | . | T068 | 0.3 | 108.3158
DK_E_Offshore10 | . | S51 | . | T069 | 0.3 | 108.3158
DK_E_Offshore10 | . | S51 | . | T070 | 0.42 | 151.6421
DK_E_Offshore10 | . | S51 | . | T071 | 0.57 | 205.8
DK_E_Offshore10 | . | S51 | . | T072 | 0.72 | 259.958
DK_E_Offshore10 | . | S51 | . | T073 | 0.85 | 306.8948
DK_E_Offshore10 | . | S51 | . | T074 | 0.85 | 306.8948
DK_E_Offshore10 | . | S51 | . | T075 | 0.95 | 343.0001
DK_E_Offshore10 | . | S51 | . | T076 | 0.99 | 357.4422
DK_E_Offshore10 | . | S51 | . | T077 | 1 | 361.0527
DK_E_Offshore10 | . | S51 | . | T078 | 1 | 361.0527
DK_E_Offshore10 | . | S51 | . | T079 | 1 | 361.0527
DK_E_Offshore10 | . | S51 | . | T080 | 1 | 361.0527
DK_E_Offshore10 | . | S51 | . | T081 | 1 | 361.0527
DK_E_Offshore10 | . | S51 | . | T082 | 1 | 361.0527
DK_E_Offshore10 | . | S51 | . | T083 | 1 | 361.0527
DK_E_Offshore10 | . | S51 | . | T084 | 1 | 361.0527
DK_E_Offshore10 | . | S51 | . | T085 | 1 | 361.0527
DK_E_Offshore10 | . | S51 | . | T086 | 1 | 361.0527
DK_E_Offshore10 | . | S51 | . | T087 | 1 | 361.0527
DK_E_Offshore10 | . | S51 | . | T088 | 1 | 361.0527
DK_E_Offshore10 | . | S51 | . | T089 | 1 | 361.0527
DK_E_Offshore10 | . | S51 | . | T090 | 1 | 361.0527
DK_E_Offshore10 | . | S51 | . | T091 | 1 | 361.0527
DK_E_Offshore10 | . | S51 | . | T092 | 1 | 361.0527
DK_E_Offshore10 | . | S51 | . | T093 | 1 | 361.0527
DK_E_Offshore10 | . | S51 | . | T094 | 1 | 361.0527
DK_E_Offshore10 | . | S51 | . | T095 | 1 | 361.0527
DK_E_Offshore10 | . | S51 | . | T096 | 1 | 361.0527
DK_E_Offshore10 | . | S51 | . | T097 | 0.99 | 357.4422
DK_E_Offshore10 | . | S51 | . | T098 | 0.95 | 343.0001
DK_E_Offshore10 | . | S51 | . | T099 | 0.99 | 357.4422
DK_E_Offshore10 | . | S51 | . | T100 | 1 | 361.0527
DK_E_Offshore10 | . | S51 | . | T101 | 1 | 361.0527
DK_E_Offshore10 | . | S51 | . | T102 | 1 | 361.0527
DK_E_Offshore10 | . | S51 | . | T103 | 1 | 361.0527
DK_E_Offshore10 | . | S51 | . | T104 | 0.95 | 343.0001
DK_E_Offshore10 | . | S51 | . | T105 | 0.85 | 306.8948
DK_E_Offshore10 | . | S51 | . | T106 | 0.85 | 306.8948
DK_E_Offshore10 | . | S51 | . | T107 | 0.72 | 259.958
DK_E_Offshore10 | . | S51 | . | T108 | 0.57 | 205.8
DK_E_Offshore10 | . | S51 | . | T109 | 0.42 | 151.6421
DK_E_Offshore10 | . | S51 | . | T110 | 0.42 | 151.6421
DK_E_Offshore10 | . | S51 | . | T111 | 0.57 | 205.8
DK_E_Offshore10 | . | S51 | . | T112 | 0.57 | 205.8
DK_E_Offshore10 | . | S51 | . | T113 | 0.72 | 259.958
DK_E_Offshore10 | . | S51 | . | T114 | 0.99 | 357.4422
DK_E_Offshore10 | . | S51 | . | T115 | 1 | 361.0527
DK_E_Offshore10 | . | S51 | . | T116 | 1 | 361.0527
DK_E_Offshore10 | . | S51 | . | T117 | 1 | 361.0527
DK_E_Offshore10 | . | S51 | . | T118 | 1 | 361.0527
DK_E_Offshore10 | . | S51 | . | T119 | 1 | 361.0527
DK_E_Offshore10 | . | S51 | . | T120 | 1 | 361.0527
DK_E_Offshore10 | . | S51 | . | T121 | 0 | 0
DK_E_Offshore10 | . | S51 | . | T122 | 1 | 361.0527
DK_E_Offshore10 | . | S51 | . | T123 | 1 | 361.0527
DK_E_Offshore10 | . | S51 | . | T124 | 1 | 361.0527
DK_E_Offshore10 | . | S51 | . | T125 | 1 | 361.0527
DK_E_Offshore10 | . | S51 | . | T126 | 1 | 361.0527
DK_E_Offshore10 | . | S51 | . | T127 | 1 | 361.0527
DK_E_Offshore10 | . | S51 | . | T128 | 1 | 361.0527
DK_E_Offshore10 | . | S51 | . | T129 | 1 | 361.0527
DK_E_Offshore10 | . | S51 | . | T130 | 1 | 361.0527
DK_E_Offshore10 | . | S51 | . | T131 | 0.95 | 343.0001
DK_E_Offshore10 | . | S51 | . | T132 | 0.85 | 306.8948
DK_E_Offshore10 | . | S51 | . | T133 | 0.72 | 259.958
DK_E_Offshore10 | . | S51 | . | T134 | 0.72 | 259.958
DK_E_Offshore10 | . | S51 | . | T135 | 0.57 | 205.8
DK_E_Offshore10 | . | S51 | . | T136 | 0.57 | 205.8
DK_E_Offshore10 | . | S51 | . | T137 | 0.72 | 259.958
DK_E_Offshore10 | . | S51 | . | T138 | 0.72 | 259.958
DK_E_Offshore10 | . | S51 | . | T139 | 0.85 | 306.8948
DK_E_Offshore10 | . | S51 | . | T140 | 0.85 | 306.8948
DK_E_Offshore10 | . | S51 | . | T141 | 0.95 | 343.0001
DK_E_Offshore10 | . | S51 | . | T142 | 0.95 | 343.0001
DK_E_Offshore10 | . | S51 | . | T143 | 0.85 | 306.8948
DK_E_Offshore10 | . | S51 | . | T144 | 0.72 | 259.958
DK_E_Offshore10 | . | S51 | . | T145 | 0.57 | 205.8
DK_E_Offshore10 | . | S51 | . | T146 | 0.57 | 205.8
DK_E_Offshore10 | . | S51 | . | T147 | 0.42 | 151.6421
DK_E_Offshore10 | . | S51 | . | T148 | 0.3 | 108.3158
DK_E_Offshore10 | . | S51 | . | T149 | 0.19 | 68.6
DK_E_Offshore10 | . | S51 | . | T150 | 0.12 | 43.3263
DK_E_Offshore10 | . | S51 | . | T151 | 0.06 | 21.6632
DK_E_Offshore10 | . | S51 | . | T152 | 0.12 | 43.3263
DK_E_Offshore10 | . | S51 | . | T153 | 0.12 | 43.3263
DK_E_Offshore10 | . | S51 | . | T154 | 0.06 | 21.6632
DK_E_Offshore10 | . | S51 | . | T155 | 0.03 | 10.8316
DK_E_Offshore10 | . | S51 | . | T156 | 0.03 | 10.8316
DK_E_Offshore10 | . | S51 | . | T157 | 0 | 0
DK_E_Offshore10 | . | S51 | . | T158 | 0 | 0
DK_E_Offshore10 | . | S51 | . | T159 | 0 | 0
DK_E_Offshore10 | . | S51 | . | T160 | 0.03 | 10.8316
DK_E_Offshore10 | . | S51 | . | T161 | 0.06 | 21.6632
DK_E_Offshore10 | . | S51 | . | T162 | 0.12 | 43.3263
DK_E_Offshore10 | . | S51 | . | T163 | 0.19 | 68.6
DK_E_Offshore10 | . | S51 | . | T164 | 0.19 | 68.6
DK_E_Offshore10 | . | S51 | . | T165 | 0.12 | 43.3263
DK_E_Offshore10 | . | S51 | . | T166 | 0.12 | 43.3263
DK_E_Offshore10 | . | S51 | . | T167 | 0.3 | 108.3158
DK_E_Offshore10 | . | S51 | . | T168 | 0.57 | 205.8
DK_E_Offshore10 | . | S52 | . | T001 | 0.85 | 306.8948
DK_E_Offshore10 | . | S52 | . | T002 | 0.85 | 306.8948
DK_E_Offshore10 | . | S52 | . | T003 | 0.72 | 259.958
DK_E_Offshore10 | . | S52 | . | T004 | 0.57 | 205.8
DK_E_Offshore10 | . | S52 | . | T005 | 0.42 | 151.6421
DK_E_Offshore10 | . | S52 | . | T006 | 0.19 | 68.6
DK_E_Offshore10 | . | S52 | . | T007 | 0.19 | 68.6
DK_E_Offshore10 | . | S52 | . | T008 | 0.12 | 43.3263
DK_E_Offshore10 | . | S52 | . | T009 | 0.42 | 151.6421
DK_E_Offshore10 | . | S52 | . | T010 | 0.95 | 343.0001
DK_E_Offshore10 | . | S52 | . | T011 | 1 | 361.0527
DK_E_Offshore10 | . | S52 | . | T012 | 1 | 361.0527
DK_E_Offshore10 | . | S52 | . | T013 | 1 | 361.0527
DK_E_Offshore10 | . | S52 | . | T014 | 1 | 361.0527
DK_E_Offshore10 | . | S52 | . | T015 | 1 | 361.0527
DK_E_Offshore10 | . | S52 | . | T016 | 1 | 361.0527
DK_E_Offshore10 | . | S52 | . | T017 | 1 | 361.0527
DK_E_Offshore10 | . | S52 | . | T018 | 1 | 361.0527
DK_E_Offshore10 | . | S52 | . | T019 | 1 | 361.0527
DK_E_Offshore10 | . | S52 | . | T020 | 1 | 361.0527
DK_E_Offshore10 | . | S52 | . | T021 | 1 | 361.0527
DK_E_Offshore10 | . | S52 | . | T022 | 1 | 361.0527
DK_E_Offshore10 | . | S52 | . | T023 | 1 | 361.0527
DK_E_Offshore10 | . | S52 | . | T024 | 1 | 361.0527
DK_E_Offshore10 | . | S52 | . | T025 | 1 | 361.0527
DK_E_Offshore10 | . | S52 | . | T026 | 1 | 361.0527
DK_E_Offshore10 | . | S52 | . | T027 | 1 | 361.0527
DK_E_Offshore10 | . | S52 | . | T028 | 1 | 361.0527
DK_E_Offshore10 | . | S52 | . | T029 | 1 | 361.0527
DK_E_Offshore10 | . | S52 | . | T030 | 1 | 361.0527
DK_E_Offshore10 | . | S52 | . | T031 | 1 | 361.0527
DK_E_Offshore10 | . | S52 | . | T032 | 1 | 361.0527
DK_E_Offshore10 | . | S52 | . | T033 | 1 | 361.0527
DK_E_Offshore10 | . | S52 | . | T034 | 1 | 361.0527
DK_E_Offshore10 | . | S52 | . | T035 | 1 | 361.0527
DK_E_Offshore10 | . | S52 | . | T036 | 1 | 361.0527
DK_E_Offshore10 | . | S52 | . | T037 | 1 | 361.0527
DK_E_Offshore10 | . | S52 | . | T038 | 1 | 361.0527
DK_E_Offshore10 | . | S52 | . | T039 | 1 | 361.0527
DK_E_Offshore10 | . | S52 | . | T040 | 1 | 361.0527
DK_E_Offshore10 | . | S52 | . | T041 | 1 | 361.0527
DK_E_Offshore10 | . | S52 | . | T042 | 1 | 361.0527
DK_E_Offshore10 | . | S52 | . | T043 | 1 | 361.0527
DK_E_Offshore10 | . | S52 | . | T044 | 0.99 | 357.4422
DK_E_Offshore10 | . | S52 | . | T045 | 1 | 361.0527
DK_E_Offshore10 | . | S52 | . | T046 | 1 | 361.0527
DK_E_Offshore10 | . | S52 | . | T047 | 1 | 361.0527
DK_E_Offshore10 | . | S52 | . | T048 | 1 | 361.0527
DK_E_Offshore10 | . | S52 | . | T049 | 1 | 361.0527
DK_E_Offshore10 | . | S52 | . | T050 | 1 | 361.0527
DK_E_Offshore10 | . | S52 | . | T051 | 1 | 361.0527
DK_E_Offshore10 | . | S52 | . | T052 | 1 | 361.0527
DK_E_Offshore10 | . | S52 | . | T053 | 1 | 361.0527
DK_E_Offshore10 | . | S52 | . | T054 | 1 | 361.0527
DK_E_Offshore10 | . | S52 | . | T055 | 1 | 361.0527
DK_E_Offshore10 | . | S52 | . | T056 | 1 | 361.0527
DK_E_Offshore10 | . | S52 | . | T057 | 1 | 361.0527
DK_E_Offshore10 | . | S52 | . | T058 | 0.99 | 357.4422
DK_E_Offshore10 | . | S52 | . | T059 | 0.95 | 343.0001
DK_E_Offshore10 | . | S52 | . | T060 | 0.85 | 306.8948
DK_E_Offshore10 | . | S52 | . | T061 | 0.57 | 205.8
DK_E_Offshore10 | . | S52 | . | T062 | 0.85 | 306.8948
DK_E_Offshore10 | . | S52 | . | T063 | 0.99 | 357.4422
DK_E_Offshore10 | . | S52 | . | T064 | 0.99 | 357.4422
DK_E_Offshore10 | . | S52 | . | T065 | 0.99 | 357.4422
DK_E_Offshore10 | . | S52 | . | T066 | 0.99 | 357.4422
DK_E_Offshore10 | . | S52 | . | T067 | 0.95 | 343.0001
DK_E_Offshore10 | . | S52 | . | T068 | 0.95 | 343.0001
DK_E_Offshore10 | . | S52 | . | T069 | 0.85 | 306.8948
DK_E_Offshore10 | . | S52 | . | T070 | 0.85 | 306.8948
DK_E_Offshore10 | . | S52 | . | T071 | 0.72 | 259.958
DK_E_Offshore10 | . | S52 | . | T072 | 0.57 | 205.8
DK_E_Offshore10 | . | S52 | . | T073 | 0.42 | 151.6421
DK_E_Offshore10 | . | S52 | . | T074 | 0.3 | 108.3158
DK_E_Offshore10 | . | S52 | . | T075 | 0.19 | 68.6
DK_E_Offshore10 | . | S52 | . | T076 | 0.12 | 43.3263
DK_E_Offshore10 | . | S52 | . | T077 | 0.19 | 68.6
DK_E_Offshore10 | . | S52 | . | T078 | 0.19 | 68.6
DK_E_Offshore10 | . | S52 | . | T079 | 0.3 | 108.3158
DK_E_Offshore10 | . | S52 | . | T080 | 0.3 | 108.3158
DK_E_Offshore10 | . | S52 | . | T081 | 0.3 | 108.3158
DK_E_Offshore10 | . | S52 | . | T082 | 0.3 | 108.3158
DK_E_Offshore10 | . | S52 | . | T083 | 0.3 | 108.3158
DK_E_Offshore10 | . | S52 | . | T084 | 0.42 | 151.6421
DK_E_Offshore10 | . | S52 | . | T085 | 0.42 | 151.6421
DK_E_Offshore10 | . | S52 | . | T086 | 0.42 | 151.6421
DK_E_Offshore10 | . | S52 | . | T087 | 0.57 | 205.8
DK_E_Offshore10 | . | S52 | . | T088 | 0.57 | 205.8
DK_E_Offshore10 | . | S52 | . | T089 | 0.72 | 259.958
DK_E_Offshore10 | . | S52 | . | T090 | 0.72 | 259.958
DK_E_Offshore10 | . | S52 | . | T091 | 0.72 | 259.958
DK_E_Offshore10 | . | S52 | . | T092 | 0.72 | 259.958
DK_E_Offshore10 | . | S52 | . | T093 | 0.72 | 259.958
DK_E_Offshore10 | . | S52 | . | T094 | 0.57 | 205.8
DK_E_Offshore10 | . | S52 | . | T095 | 0.42 | 151.6421
DK_E_Offshore10 | . | S52 | . | T096 | 0.42 | 151.6421
DK_E_Offshore10 | . | S52 | . | T097 | 0.42 | 151.6421
DK_E_Offshore10 | . | S52 | . | T098 | 0.42 | 151.6421
DK_E_Offshore10 | . | S52 | . | T099 | 0.42 | 151.6421
DK_E_Offshore10 | . | S52 | . | T100 | 0.42 | 151.6421
DK_E_Offshore10 | . | S52 | . | T101 | 0.42 | 151.6421
DK_E_Offshore10 | . | S52 | . | T102 | 0.42 | 151.6421
DK_E_Offshore10 | . | S52 | . | T103 | 0.57 | 205.8
DK_E_Offshore10 | . | S52 | . | T104 | 0.72 | 259.958
DK_E_Offshore10 | . | S52 | . | T105 | 0.72 | 259.958
DK_E_Offshore10 | . | S52 | . | T106 | 0.85 | 306.8948
DK_E_Offshore10 | . | S52 | . | T107 | 0.95 | 343.0001
DK_E_Offshore10 | . | S52 | . | T108 | 0.85 | 306.8948
DK_E_Offshore10 | . | S52 | . | T109 | 1 | 361.0527
DK_E_Offshore10 | . | S52 | . | T110 | 1 | 361.0527
DK_E_Offshore10 | . | S52 | . | T111 | 1 | 361.0527
DK_E_Offshore10 | . | S52 | . | T112 | 1 | 361.0527
DK_E_Offshore10 | . | S52 | . | T113 | 1 | 361.0527
DK_E_Offshore10 | . | S52 | . | T114 | 1 | 361.0527
DK_E_Offshore10 | . | S52 | . | T115 | 1 | 361.0527
DK_E_Offshore10 | . | S52 | . | T116 | 1 | 361.0527
DK_E_Offshore10 | . | S52 | . | T117 | 0.95 | 343.0001
DK_E_Offshore10 | . | S52 | . | T118 | 0.3 | 108.3158
DK_E_Offshore10 | . | S52 | . | T119 | 0.42 | 151.6421
DK_E_Offshore10 | . | S52 | . | T120 | 0.42 | 151.6421
DK_E_Offshore10 | . | S52 | . | T121 | 0.3 | 108.3158
DK_E_Offshore10 | . | S52 | . | T122 | 0.3 | 108.3158
DK_E_Offshore10 | . | S52 | . | T123 | 0.19 | 68.6
DK_E_Offshore10 | . | S52 | . | T124 | 0.12 | 43.3263
DK_E_Offshore10 | . | S52 | . | T125 | 0.03 | 10.8316
DK_E_Offshore10 | . | S52 | . | T126 | 0 | 0
DK_E_Offshore10 | . | S52 | . | T127 | 0 | 0
DK_E_Offshore10 | . | S52 | . | T128 | 0 | 0
DK_E_Offshore10 | . | S52 | . | T129 | 0.12 | 43.3263
DK_E_Offshore10 | . | S52 | . | T130 | 0.57 | 205.8
DK_E_Offshore10 | . | S52 | . | T131 | 0.72 | 259.958
DK_E_Offshore10 | . | S52 | . | T132 | 0.95 | 343.0001
DK_E_Offshore10 | . | S52 | . | T133 | 0.99 | 357.4422
DK_E_Offshore10 | . | S52 | . | T134 | 1 | 361.0527
DK_E_Offshore10 | . | S52 | . | T135 | 1 | 361.0527
DK_E_Offshore10 | . | S52 | . | T136 | 1 | 361.0527
DK_E_Offshore10 | . | S52 | . | T137 | 1 | 361.0527
DK_E_Offshore10 | . | S52 | . | T138 | 1 | 361.0527
DK_E_Offshore10 | . | S52 | . | T139 | 1 | 361.0527
DK_E_Offshore10 | . | S52 | . | T140 | 1 | 361.0527
DK_E_Offshore10 | . | S52 | . | T141 | 0.99 | 357.4422
DK_E_Offshore10 | . | S52 | . | T142 | 0.95 | 343.0001
DK_E_Offshore10 | . | S52 | . | T143 | 0.57 | 205.8
DK_E_Offshore10 | . | S52 | . | T144 | 0.57 | 205.8
DK_E_Offshore10 | . | S52 | . | T145 | 0.99 | 357.4422
DK_E_Offshore10 | . | S52 | . | T146 | 1 | 361.0527
DK_E_Offshore10 | . | S52 | . | T147 | 1 | 361.0527
DK_E_Offshore10 | . | S52 | . | T148 | 1 | 361.0527
DK_E_Offshore10 | . | S52 | . | T149 | 1 | 361.0527
DK_E_Offshore10 | . | S52 | . | T150 | 0.99 | 357.4422
DK_E_Offshore10 | . | S52 | . | T151 | 0.99 | 357.4422
DK_E_Offshore10 | . | S52 | . | T152 | 1 | 361.0527
DK_E_Offshore10 | . | S52 | . | T153 | 1 | 361.0527
DK_E_Offshore10 | . | S52 | . | T154 | 1 | 361.0527
DK_E_Offshore10 | . | S52 | . | T155 | 0.99 | 357.4422
DK_E_Offshore10 | . | S52 | . | T156 | 0.95 | 343.0001
DK_E_Offshore10 | . | S52 | . | T157 | 0.95 | 343.0001
DK_E_Offshore10 | . | S52 | . | T158 | 0.85 | 306.8948
DK_E_Offshore10 | . | S52 | . | T159 | 0.85 | 306.8948
DK_E_Offshore10 | . | S52 | . | T160 | 0.85 | 306.8948
DK_E_Offshore10 | . | S52 | . | T161 | 0.72 | 259.958
DK_E_Offshore10 | . | S52 | . | T162 | 0.72 | 259.958
DK_E_Offshore10 | . | S52 | . | T163 | 0.57 | 205.8
DK_E_Offshore10 | . | S52 | . | T164 | 0.42 | 151.6421
DK_E_Offshore10 | . | S52 | . | T165 | 0.42 | 151.6421
DK_E_Offshore10 | . | S52 | . | T166 | 0.3 | 108.3158
DK_E_Offshore10 | . | S52 | . | T167 | 0.3 | 108.3158
DK_E_Offshore10 | . | S52 | . | T168 | 0.19 | 68.6